## Sheet1
REPAIR-REPLACEMENT
Domestic List
Part
Number | Long Description
002700025 | COPPER TUBING .250 OD X .190 ID
004950025 | STAINLESS STEEL BALL TYPE 316 .250 DIAMETER, GRADE 100
023050302 | TUBING, FEP TEFLON .085 .003 ID X .125 .003 OD UPCHURCH #PM-1145
023050304 | TUBING, PTFE OR PFA TEFLON, FULLY CONDUCTIVE, .085+/-.003 ID X .125 +/-.003 OD
023050306 | TUBING, PTFE TEFLON, FULLY CONDUCTIVE, .125 +/-.003 ID X .188 +/-.003 OD
023050503 | TUBING, FEP (TEFLON), ORANGE, .040 ID X .063 OD UPCHURCH #PM1040OR
023050504 | TUBING, FEP (TEFLON), YELLOW, .040 ID X .063 OD UPCHURCH #PM1040Y
023050505 | TUBING, FEP (TEFLON), GREEN, .040 ID X .063 OD UPCHURCH #PM1040G
023050506 | TUBING, FEP (TEFLON), BLUE, .040 ID X .063 OD UPCHURCH #PM1040B
023050509 | TUBING, FEP (TEFLON), NATURAL, .040 ID X .063 OD UPCHURCH #PM1040
023050601 | FEP TEFLON TUBING, .188 OD X .125 ID .030 .003 THICK WALL, 500 PSI(34 BAR)
025050008 | NORPRENE TUBING, .25 ID, SIZE 17
029070804 | TYGON TUBING .250 OD X .125 ID X .0625 WALL
029071003 | TYGON SE200 INERT TUBING, 3/16ID X 5/16OD (1/16 WALL) FLEXIBLE, CLEAR VINYL TUBING, LINED WITH FEP
029071202 | 3/8 OD X 1/4 ID (1/16 WALL) CLEAR VINYL TUBING
029071403 | NORTON PERFORMANCE SPECIFICATION: 0.230 0.010" I.D. X 0.418 0.010" OD X 0.094 0.010" WALL; INDUSTRIAL GRADE PVC TUBING NORTON FORMULATION #C-486-A; DUROMETER (SHORE A )=78 5. SEE BLUE FILE FOR METHOD TO DETERMINE INSIDE DIA.
029091603 | NORTON PERF. SPEC. 0.375 0.010" I.D. X 0.563 0.010" O.D.XO.094 0.010" W; INDUSTRIAL GRADE PVC TUBING; FORMULATION C-486-A; DUROMETER (SHORE A)= 78 5. SEE BLUE FILE FOR METHOD TO DETERMINE INSIDE DIAMETER.
029130402 | SILICON TUBING, .125 .0025 ID X .063 .0025 WALL X .251 OD (REF), 50 DUROMETER, COLE PALMER #6411-02 SIL-MED CORP. #SM-1150
029131202 | SILICONE TUBING .375 OD X .250 ID
029135110 | SILICONE TUBING ID.062.002, OD.156 .002 DOW CORNING CORP #RX50 TBG SPECIAL (MATL #2338751) * * THIRD PARTY CONTROLLED
029135302 | MEDICAL GRADE SILICONE TUBING .125 .012 X .063 .006 WALL .25 OD (REF), 50 DUROMETER DOW CORNING, SILASTIC RX-50
029135400 | 3/16 ID X 5/16 OD SILICONE TUBING MEDICAL GRADE STORZ INST #N5941-13A
029160402 | POLYURETHANE TUBING, .375 OD X .250 ID CLEAR
029160404 | POLYURETHANE TUBING, .250 OD X .125 ID BLACK
090100403 | RUBBER U-CHANNEL, 60 DUROMETER 3/32 WIDE GROOVE, 3/16 DEEP SOLD BY THE INCH
090100500 | FOAM STRIP, RUBBER, .750 X .125
090355200 | VELCRO FASTENER 1" DUAL LOCK
099000200 | DESICCANT BAG 8 OZ TYVEK (MIL-D) #3827 MFR: SUD-CHEMIE
099000201 | DESICCANT BAG, 16.5 GRAM ACTIVATED CLAY * THIRD PARTY CONTROLLED
099000208 | DESICCANT BAG 4 OZ (TYVEK) MIL-D #3810 MFR: SUD-CHEMIE
099000233 | DESICCANT BAG 33 GRAM
099001102 | DESICCANT BULK CONTAINER SILICA GEL, YELLOW
099001200 | DESICCANT DRI-CAN CANISTER
109001600 | DRAW CATCH SOUTHCO #07-10-101-12
109001604 | DOOR CATCH, 3 LBS PULL-UP FORCE, BLACK SOUTHCO INC #C3-203
109003900 | INSTRUMENT FOOT, 3/4"
109003901 | CABINET FOOT 3/4 OD X 3/8 HI 1/8 BORE ATLANTIC INDIA #1388-W
109004300 | RUBBER FOOT ADHESIVE BACKED .875 DIA .395 HIGH 3M SJ-5009
109004301 | POLYURETHANE FOOT ADHESIVE BACKED _ 1/2" HIGH X 3/4" SQ GREY ATLANTIC INDIA 8004
109004400 | GUARD, WIRE FORM, 4 INCHES NADEC CORP. #32041 GUARDTECH #SC120-W4 WIRE FORM GUARD, FOR 4"FAN
109004511 | 4.5 INCH PLASTIC FAN FILTER ASSEMBLY GUARD, RETAINER, AND 45 PPI MEDIA 4.5 FAN SIZE, 4.13 CENTER TO CENTER MOUNTING HOLES, TYPE 09450-F/45 NEWARK #87F3914
109030030 | THREAD MASK, CLEAR SILICONE
109030714 | TAPERED CAPLUG, .631 OD X .497ID, LOW DENSITY POLYETHYLENE, YELLOW
109030906 | TAPERED CAPLUG, 1/2" CAPLUG #WW-9X
109030907 | TAPERED CAPLUG, 3/4" CAPLUG #WW-12X
109031004 | HOLEPLUG 1" HOLE BLACK POLYETHYLENE CAPLUG #BPF-1 HOLE SIZE .980/.015
109031302 | HOLE PLUG, BLUE NYLON, 1.25 DIAMETER HOLE, 1.375 DIAMETER HEAD, .125 MAX SHEET THICKNESS, LOCKING
109041000 | 1.50" DIAMETER INSTRUMENT PAD, RUBBER
109041300 | CAP, .250 ID X .50 LONG, RED VINYL
109060101 | DRAW CATCH, LARGE
109060503 | DRAW LATCH ASSEMBLY, SMALL
109060702 | DRAW LATCH HANDLE, RUBBER
109060900 | CABINET CATCH, WHITE
109080000 | DRAW LATCH, OVER CENTER
109080100 | BUTTON KEEPER, STAINLESS STEEL
109080300 | DRAW LATCH, LIGHT DUTY STAINLESS STEEL
110010050 | CAPACITOR ELECTROLYTIC 100 MFD 50V
110368700 | CAPACITOR ELECTROLYTIC 10000 MFD 16V
110371000 | CAPACITOR ELECTROLYTIC 100 MFD 16V
110372210 | CAPACITOR ELECTROLYTIC 2200 MFD 16V RADIAL LEADS
110374700 | CAPACITOR ELECTROLYTIC 47 MFD 16V NON-POLAR
110450000 | CAPACITOR ELECTROLYTIC 6.8 MFD 25V
110452200 | CAPACITOR ELECTROLYTIC 2200 MFD 25V
110453300 | CAPACITOR, ELECTROLYTIC 33MFD 50V
110562201 | CAPACITOR, ELECTROLYTIC, 220 MFD, 20%, 35 VOLT, ALUMINUM ELECTROLYTIC, LOW COSTSURFACE MOUNT 10X10 MM NOMINAL CASE, -40 TO 60 C OPERATIONAL TEMPERATURE, MAXIMUM LEAKAGE .01CV OR 3 MICROAMPS, UNITED CHEMI-CON MV35VC221M10X10TP TYPE
110633301 | CAPACITOR, ELECTROLYTIC 3300 MFD 50V LOW PROFILE * * THIRD PARTY CONTROLLED. CHANGE REQUIRESAPPROVAL OF COMPLIANCE ENGINEER
110729000 | CAPACITOR, ELECTROLYTIC 6400 MFD 150V MEPCO/CENTRALAB #3186FD642T15OAM CAPACITOR TECHNOLOGY #FA3712F150ED1H GE #23B652F150EE1H1
112360100 | CAPACITOR TANTALUM 10 MFD 16V SURFACE MOUNT
112500500 | CAPACITORS TANTALUM 1.0MFD 20V +10% MALLORY 105K 020 P02 MALLORY TAS105020P1A OR TAC105K020P01 KEMET #T110A105K020AS
112601000 | CAPACITOR, TANTALUM, 10MFD, 35V SPRAGUE #199D106X9035DA1 AVX #TAP106K035SCS
112601001 | CAPACITOR TANTALUM 10 MFD 10% 25V SURFACE MOUNT EIA CODE 6032 PACKAGE * * * THIRD PARTY CONTROLLED
112606800 | CAPACITOR TANTALUM ELECTROLYTIC 68MFD 10% 25VOLT, 150MOHM LOW ESR SURFACE MOUNT EIA CODE 7343 PACKAGE -40 TO 60 C OPERATIONAL TEMPERATURE * THIRD PARTY CONTROLLED
112751000 | CAPACITOR TANTALUM 1 MFD 35V RADIAL LEADS
112751001 | CAPACITOR, 1.0 MFD, 35 VOLT, TANTALUM AXIAL LEADS KEMET #T322B105K035AS
112752900 | CAPACITORS,TANTALUM, 3.3MFD, 35V KEMET T310 B335 K035AS
112758001 | MALLORY #TAS156K035P1 KEMET #T110C156K035AS KEMET #T322E156K035AS
113160012 | CAPACITORS MYLAR .47MFD 50V TUBLAR AXIALLDS MALLORY #150474J100DC WESTLAKE #150474K100EB
113325000 | MYLAR CAPACITOR, 4.7MFD, 100VDC, .840 DIA. MAX. X 1.812 LONG MAX. ROEDERSTEIN #MKT1813-547015
113326301 | CAPACITOR, .10MFD @ 100VOLTS 10% POLYESTER AXIAL LEAD
114005001 | CAPACITORS CERAMIC DISC. .1MFD 50V KEMETCK05BX104N
119020010 | CAPACITOR CERAMIC .1MFD 10% 50V X7R DIELECTRIC, 2 PIN DIP PACKAGE SPRAGUE #923CX7R104K050B AUX #MD015C104KAB (100 PCS PER PACK)
119020011 | CAPACITOR CERAMIC .1 MFD 10% 50V X7R SURFACE MOUNT 0805 PACKAGE * * * THIRD PARTY CONTROLLED
119020050 | CAPACITOR DISC .0047 MFD 1KV
119020101 | CAPACITOR CERAMIC DISC .01 MFD, 1K WVDC
119020300 | CAPACITOR CERAMIC .1 MFD 25V
119020600 | CAPACITOR CERAMIC DISC 220PFD 1000V
119020700 | CAPACITOR, CERAMIC DISC, .01MFD 25 VOLT
119020900 | CAPACITOR CERAMIC 15 PFD 100V NPO AVX PART # SR151A470KAA AVX PART # SR155A150KAA
119021000 | CAPACITOR CERAMIC DISC 100 PFD 1KV
119021001 | CAPACITORS CERAMIC DISC .1MFD 100V
119021004 | CAPACITOR, CERAMIC, 1.0 MICROFARAD, 10% TOLERANCE, 16 VOLT, X7R TYPE, SURFACE MOUNT 1206 PACKAGE, -55 TO 125 C OPERATIONAL TEMPERATURE * THIRD PARTY CONTROLLED
119021300 | CAPACITOR CERAMIC .001 MFD 100V
119022022 | CAPACITOR CERAMIC 2.2 MFD 50V
119023301 | CAPACITOR CERAMIC 33 PFD 100V
119023302 | CAPACITOR, CERAMIC, 330 PICOFARAD, 10% TOLERANCE, 50 VOLT, X7R OR NPO TYPE SURFACE MOUNT 0805 PACKAGE, -40 TO 75 C OPERATIONAL TEMPERATURE * THIRD PARTY CONTROLLED
119023306 | CAPACITOR CERAMIC 3.3PFD
119023310 | CAPACITOR CERAMIC 330 PFD 50V DIP X7R AVX #MDO15A331KAB
119024700 | CAPACITOR CERAMIC 47 PFD 100V COG
119025600 | CAPACITOR CERAMIC 56 PFD 100V COG
119030100 | CAPACITOR POLYPROPYLENE .01 MFD 63V
119030600 | CAPACITOR, POLYPROPYLENE 100 PFD 630 VOLT PHILLIPS #2222-464-31001
119031000 | CAPACITOR POLYPROPYLENE 1000 PFD 400V PHILIPS #2222-463-31002 PHILIPS #2222-463-71002
119040102 | CAPACITOR METALIZED POLYESTER .1 MFD 100V VISHAY/ROEDERSTEIN #MKT1817410015
120000100 | RF CHOKE, .252 OD, 121 ID, .5 LONG NATIONAL MOLDITE #H1023
120000102 | INDUCTOR, CLAMP ON FERRITE BEAD, MEDIUM STEWARD #28B2025-0A0
120000400 | FERRITE BEAD, SPLIT, 1"
120000600 | FERRITE SHIELD BEAD
120000700 | FAIR-RITE WOUND BEAD
120000701 | CHOKE, 330 MICRO-HENRY, 11.0 AMPS SATURATED RENCO #RL-1256-4-330 GFS MANUFACTURING #D3525330
120001003 | POWER ENTRY MODULE FILTER SCHURTER KFC 4303 5024 700-01837
120001201 | EMI POWERLINE FILTER, 10AMP IEC CONNECTOR * * THIRD PARTY CONTROLLED. CHANGE REQUIRES APPROVAL OF COMPLIANCE ENGINEER
120001500 | EMI FILTER, 10000 PF, PCB MOUNT
120001508 | EMI FILTER, 10000PF, 15 TO 120MHZ ATTENUATION FREQ, 50VDC, 2AMP, SURFACE MOUNT
120020017 | FERRITE BEAD, CYLINDRICAL .625 OD X .312 ID X .562 LONG FAIR-RITE 43 MATERIAL, 113 OHM@ 100MHZ BURNISHED EDGES MAX INDUCTANCE 1.8 MICROHENRY ESTIMATED THIRD PARTY CONTROLLED
120021200 | INDUCTOR 120UH KEYMAN PART DIGI KEY TK4449-ND (STYLE 8RHB) TOKO AMERICA INC R622LY-121K (STYLE 8RHB)
120022000 | INDUCTOR 220 MICRO-HENRY * * * THIRD PARTY CONTROLLED. CHANGE REQUIRESAPPROVAL OF COMPLIANCE ENGINEER
120022001 | INDUCTOR 220 MICRO-HENRY 73MA
120022100 | INDUCTOR, 221 MICRO-HENRY, 2%
120023000 | INDUCTOR 300 MICRO-HENRY 0.5A SURFACE MOUNT * * * THIRD PARTY CONTROLLED
120100001 | INDUCTOR, FERRITE BEAD, 200 MILLIAMP, SURFACE MOUNT 1206 PACKAGE, TWO TERMINAL EMI SUPPRESSION, 300 OHM IMPEDANCE TYPICAL AT 100 MHZ, AND 0.3 OHM MAX AT DC OVER -40 TO 75C THIRD PARTY CONTROLLED
130000203 | LED 7 SEGMENT NUMERIC DISPLAY .3 IN HIGH EFFICIENCY RED ROHS COMPLIANT * THIRD PARTY CONTROLLED. CHANGE REQUIRESAPPROVAL OF COMPLIANCE ENGINEER
130000704 | DISPLAY, LIQUID CRYSTAL, 20 CHARACTERS 4 LINES, SERIAL, 122X32 PIXEL GRAPHICS, EXTENDED TEMPERATURE RANGE MATRIX ORBITAL #GLK12232-25-WBL-E
140000200 | PLUG, CABLE MOUNT, 4 PIN
140000203 | PLUG, CABLE MOUNT, 4 PIN BLACK ANODIZED CONNECTOR WITH CABLE CLAMP, 120 DEGREES INSERT ARRANGEMENT
140000303 | PLUG, 3 PIN CABLE MOUNT, BLACK HOUSING, QUICK DISCONNECT HYPERTRONICS #D01PB306MST HYPERTRONICS #D01PB306MSTH
140000305 | POWER CABLE PLUG, 3-PIN, IEC 320, UL 94-VO, VDE,10A 250V SCHURTER #4300.0407 PANEL COMPONENTS #83011060
140000400 | PLUG, CABLE MOUNT, 4 PIN
140000503 | CONNECTOR PLUG, STRAIGHT SMA RG-58 COAXIAL CABLE
140000600 | PLUG, CABLE MOUNT, 6 PIN
140000601 | PLUG, CABLE MOUNT, 6 PIN
140001000 | PLUG, CABLE MOUNT, 2 PIN
140010000 | CABLE PLUG, 2 PIN, TOP CLAMP
140010301 | PLUG CABLE MOUNT 6 PIN TOP CLAMP
140010700 | CABLE PLUG, 24 PIN, TOP CLAMP
140020000 | PLUG, CABLE MOUNT, 4 PIN
140020100 | PLUG, KEYING, FOR CPU CONNECTOR
140020601 | PLUG, CABLE MOUNT 6 PIN DIN PREH #76597-660 OR COMPATIBLE WITH ISCO 60-2133-389
140091500 | HOUSING NYLON SHELL, 15 PIN D CONNECTOR CINCH #DA-51210-1
140100200 | PLUG PANEL MOUNT 4 PIN W/ANGLE BRACKET CINCH JONES #P-304-AB BEAUCHAINE #P-3304-AB
140100201 | PLUG, PANEL MOUNT, 2 PIN * * * THIRD PARTY CONTROLLED. CHANGE REQUIRESAPPROVAL OF COMPLIANCE ENGINEER
140100306 | POWER ENTRY MODULE LAMP 100,120,230,240 VOLTAGE SELECTION DOUBLE POLE SINGLE THROW SWITCH NORTH AMERICAN/EUROPEAN FUSING USE WITH THIRD PARTY CONTROLLED. CHANGE REQUIRESAPPROVAL OF COMPLIANCE EINGINEER
140100308 | PLUG, PANEL MOUNT, RECESSED POWER, 3 PINVDE 10A 250V,UL/CSA 15A 250V .250 FASTONTERMINALS * THIRD PARTY CONTROLLED. CHANGE REQUIRESAPPROVAL OF COMPLIANCE ENGINEER
140100600 | PLUG, PANEL MOUNT, 6 PIN 97-3102A-14S-6P
140101500 | PLUG, PANEL MOUNT, 15 PIN SUBMINIATURE D CINCH #DA-15P AIM #40-9715M
140103200 | PLUG, PANEL MOUNT, 3 PIN
140103401 | PLUG, 9 PIN, SOLDER CONTACT, SUB D
140105000 | PLUG, PANEL MOUNT, 6 PIN
140106000 | SOCKET, PANEL MOUNT, 7 PIN
140130000 | PLUG, PANEL MOUNT, 3 PIN * * * THIRD PARTY CONTROLLED. CHANGE REQUIRESAPPROVAL OF COMPLIANCE ENGINEER
140200011 | PLUG, PANEL MOUNT, 4 PIN BLACK ANODIZED CONNECTOR, 120 DEGREE INSERT ARRANGEMENT
140900405 | STRAIGHT 5 PIN PCB MOUNT HEADER PLUG AMP #640445-5
140910405 | STRAIGHT 5 PIN PCB MOUNT HEADER PLUG AMP #640456-5 (Third Party Controlled)
140910406 | STRAIGHT 6 PIN PCB MOUNT HEADER PLUG, .100 SPACING AMP #640456-6 (Third Party Controlled)
140910508 | STRAIGHT 8 PIN PCB MOUNT HEADER PLUG, .100 SPACING AMP #640456-8 (Third Party Controlled)
140911015 | PLUG, PCB MOUNT, 10 PIN, SINGLE ROW, .100 PIN CENTERS, STRAIGHT PINS, GOLD PLATING SAMTEC #TSW-110-15-G-S * THIRD PARTY CONTROLLED
141000201 | SOCKET, CABLE MOUNT, 2 PIN * * * THIRD PARTY CONTROLLED. CHANGE REQUIRESAPPROVAL OF COMPLIANCE ENGINEER
141000400 | SOCKET, CABLE MOUNT, 4 PIN
141000401 | SOCKET, CABLE MOUNT, 4 PIN BLACK ANODIZED CONNECTOR WITH CABLE CLAMP, 120 DEGREES INSERT ARRANGEMENT
141000502 | CON,MODIV,3CKT,HOUSE,SIP AMP 102241-1 700-00264
141000601 | SOCKET, CABLE MOUNT, 6 PIN AMPHENOL #97-3106A-14S-6S
141000900 | SOCKET, CABLE MOUNT, 5 PIN, BLACK ANODIZED CONNECTOR WITH CABLE CLAMP
141001000 | PLUG, CABLE MOUNT, 7 PIN
141010100 | CABLE SOCKET, 3 CONTACTS, TOP CLAMP CINCH S-303-CCT
141100101 | SOCKET, 3 PIN PANEL MOUNT, BLACK HOUSINGQUICK DISCONNECT
141100202 | SOCKET, PANEL MOUNT, 4 PIN
141105000 | SOCKET, PANEL MOUNT, 6 PIN
141109002 | Socket, 8-Pin Mini DIN, feed thru panel mount adapter, Female/female
141110300 | SOCKET, CABLE MOUNT, 3 PIN
141310001 | PHONE JACK, 3 PIN MINIATURE, 3.5 MM, PANEL MOUNT MOUSER #ME161-3502 USE GENERIC ISCO DRAWINGS REFERENCE 60-2132-052
141400102 | SOCKET, 9-PIN D-SUBMINIATURE CINCH #DE-9S.
141900003 | MODULAR TELEPHONE JACK ASSEMBLY, 6 POSITION, 4 CONTACTS, SIDE ENTRY, FLANGELESS WITHOUT PANEL STOPS, PCB MOUNT AMP #555979-1
141900007 | CONNECTOR, USB SHIELDED A-B, GOLD PLATED CONTACTS, ABS BODY WITH CONDUCTIVE CHROME PLATING
141900008 | MODULAR COUPLER, CATEGORY 5 RJ45 (8 X 8), GOLD PLATED CONTACTS, ABS BODY WITH CONDUCTIVE CHROME PLATING
141900224 | SOCKET, PCB MOUNT, SUB "D", 25 PIN, RIGHT ANGLE WITH THREADED SCREWLOCK
141900407 | SOCKET FOR PCB MOUNTED HEADER PLUG WITH 7 PINS FOR 22 GAUGE WIRE AMP #640428-7
141900502 | SOCKET FOR PCB HEADER PLUG, 2 PINS FOR 26 GAUGE WIRE, .100 CENTERS
141901003 | IC SOCKET 14 LEAD DUAL-IN-LINE ROBINSON NUGENT ICO-143-S8-T
141901012 | IC SOCKET, 16 PIN, DUAL IN LINE ROBINSON NUGENT ICO-163-S8-T
141901028 | SOCKET, 28 PIN DIP
141901030 | 40 PIN IC DIP SOCKET ROBINSON NUGENT ICO-406-S8-T
141901032 | SOCKET, 32 PIN DIP
141901035 | IC SOCKET 20 PIN DUAL IN LINE ROBINSON NUGENT ICO-203-S8-T ASSMAN #A20-LC-TR
141901926 | SOCKET, PCB MOUNT, 26 CONTACT, .100 X .100 POLARIZED
141910302 | SOCKET FOR PCB HEADER PLUG, 2 PINS FOR 22 GAUGE WIRE, .100 CENTERS
141910603 | SOCKET FOR PCB MOUNTED HEADER PLUG, WITH3 PINS SPACED .100 APART, FOR 26 GAGE WIRE. RIGHT ANGLE, ROHS COMPLIANT, TYCO #3-640442-3 OR EQUIVALENT.
141920002 | SOCKET, HOUSING, 2 PIN, DUAL ROW, FREE HANGING, MINI-FIT, JR. MOLEX #39-01-3023 W/O PANEL MOUNTING EAR
141920003 | SOCKET HOUSING FOR PCB HEADER PLUG, 3 PINS, MATE-N-LOK AMP #350766-1 (Third Party Controlled)
142100002 | FUSE DRAWER,TYPE 2912 NEWARK #84F815 (SCHURTER #4303.2912) 700-00439
142100400 | FUSE HOLDER, INLINE, UNASSEMBLED
142110000 | FUSE POST, MINIATURE, 3AG FUSE LITTLEFUSE #342014
142110400 | FUSE HOLDER, MINIATURE, 3 AG FUSE EUROPEAN CERTIFICATION * * * THIRD PARTY CONTROLLED
142200201 | SPRING CLIP, 1 1/4 DIAMETER X 3/8 LONG, PLASTISOL COATED LEGS.
142200300 | COMPONENT CLIP, 3/4"
142200324 | COMPONENT CLIP, 3/4" DIAMETER ROUND EDGE
142200400 | SPRING CLIP, 1 3/4 DIAMETER X 1 LONG, PLASTISOL COATED LEGS
143310504 | SOLDERLESS SPADE TERMINAL, NON-INSULATED#6 STUD, 16-14 GAUGE MOLEX - ETC #BB-124-06
143340616 | TERMINAL SOCKET, 22/24 AWG NICKEL PLATE OVER, GOLD AND TIN PLATE IN SELECTED AREAS SUPPLIED LOOSE
143340800 | BUTT CONNECTOR, 22-16 GA, NON-INSULATED MOLEX ETC #19189-0002
143360001 | QUICK DISCONNECT, 22-18 GA, FEMALE, .187 X .020 MOLEX #190-160005 ITW PANCON #D18-188B-M
143360501 | QUICK DISCONNECT, .250, FEMALE, NON-INSULATED MOLEX #19016-0111
143362002 | QUICK DISCONNECT, .250 X .032, FEMALE, INSULATED, RIGHT ANGLE MOLEX #19007-0001
143400700 | BINDING POST, MINIATURE, RED GOLD OR NICKEL PLATED CONCORD #21-1104-1-0312
143400800 | BINDING POST, MINIATURE, BLACK GOLD OR NICKEL PLATED CONCORD #21-1104-1-0310
149000200 | CABLE CLAMP, 7/16 DIAMETER
149000201 | CABLE CLAMP, 9/16 DIAMETER
149004000 | CABLE CLAMP, 5/16 DIAMETER
149090000 | CABLE BUSHING, .312 ID * * * * THIRD PARTY CONTROLLED
149090100 | CABLE BUSHING, .220 ID
149100000 | DUST CAP RECEPTACLE W/CHAIN AMPHENOL #9760-10
149100001 | DUST COVER #11
149100100 | DUST COVER #14
149100101 | DUST COVER #16
149100105 | SEALING CAP, SIZE 17, WITHOUT GASKET, THERMOPLASTIC, BLACK
149200007 | HOSE CLAMP, .21 ID, SPRING STEEL,
149300018 | FEMALE TERMINAL, 24-18 GA, GOLD PLATED BRASS MOLEX #39-00-0056
149300403 | SOCKET CONTACT, 18-16 GA, GOLD AMP #66101-3
149300408 | PIN CONTACT, #16MS SHORT-SOLDER * * * THIRD PARTY CONTROLLED
149301108 | SOCKET FOR PCB MOUNTED HEADER PLUG, 8 PINS FOR 26 GA WIRE
149301234 | 34 PIN PCB MOUNT HEADER PLUG, LOW PROFILE
149301402 | PLUG, 4 PIN MOLEX, 18 GA
149301403 | SOCKET, 4 PIN MOLEX, 18 GA
149301404 | MALE PIN, 16 GA MOLEX #02-09-2103
149301405 | FEMALE PIN, 18 GA MOLEX #02-09-1104
149301407 | MALE PIN, 24-20 GA AMP #66102-9
149301408 | FEMALE SOCKET, 24-20 GA AMP #66104-9
149301410 | MINI-CONTACT, FEMALE, .025 X .025
149301703 | SOCKET FOR PCB MOUNTED HEADER PLUG, 3 PIN, .156 CENTERS
149301711 | SOCKET CONTACT, 22 GA, CRIMP, MOLEX MOLEX #08-55-0102
149301716 | 14 PIN DUAL ROW PCB MOUNT HEADER PLUG,
149301720 | 16 PIN DUAL ROW PCB MOUNT HEADER PLUG,
149301723 | 22 PIN DUAL ROW PCB MOUNT HEADER PLUG, RIGHT ANGLE, .100 CENTERS
149301751 | 50 PIN DUAL ROW PCB MOUNT HEADER PLUG
149310005 | SOCKET FOR PCB MOUNTED HEADER PLUG, 5 PIN, .100 CENTERS, 22 GA
149310006 | SOCKET FOR PCB MOUNTED HEADER PLUG, 6 PIN, .156 CENTERS, 18GA PANDUIT CE 156F22-6
149310008 | SOCKET FOR PCB MOUNTED HEADER PLUG, 8 PIN, .100 CENTERS 22 GAUGE PANDUIT P/N CE100F22-8
149310010 | SOCKET FOR PCB MOUNTED HEADER PLUG, 10 PIN, .100 CENTERS
149310053 | SOCKET FOR PCB MOUNTED HEADER PLUG, 2 PIN, .165 (4.2MM) CENTERS
149310105 | 5 PIN PCB MOUNT HEADER PLUG, LOCKING
149310108 | 8 PIN PCB MOUNT HEADER PLUG, LOCKING
149310116 | 16 PIN PCB MOUNT HEADER PLUG, LOCKING
149310208 | HEADER COVER, 8 PIN, .100 PIN CENTERS, PANDUIT #SCC100F-8
149310230 | RETAINER CLIP FOR 14 PIN STRAIGHT DUAL HEADER, LOW PROFILE
149310403 | SOCKET FOR PCB MOUNTED HEADER PLUG, 3 PIN, .100 CENTERS ITW PANCON #CE100F22-3
149310412 | SOCKET FOR PCB MOUNTED HEADER PLUG, 12 PIN, .100 CENTERS
149310605 | SOCKET FOR PCB MOUNTED HEADER PLUG, 5 PIN, .156 CENTERS
149310653 | HEADER COVER, 3 PIN, .156 CENTERS, PANDUIT #SCC156F-3
149360001 | CONTACT SOCKET FOR UNIVERSAL MATE-N-LOK HOUSING AMP #350550-1
149360006 | CONTACT PIN, BRASS, GOLD PLATED, WIRE SIZE 22-28 AWG, CRIMP-TO-WIRE MOLEX #39-00-0088
149360008 | CONTACT SOCKET, 18/24 AWG, TIN OVER COPPER PLATED BRASS
149400100 | BATTERY CLIP, POSITIVE
149400101 | BATTERY CLIP, NEGATIVE
149900405 | JACK SOCKET ASSEMBLY FOR SCOTCHFLEX DELTA CONNECTOR SYSTEM SHORT CONNECTORS. ASSEMBLY INCLUDES 2 EA-JACK SOCKET, 4 EA-#4 FLAT WASHER, 2 EA-#4 SPLIT WASHER, 2 EA-#4-40 HEX NUT. 3M PART NO. 3341-1S
149900507 | BACKSHELL FOR 15 PIN SUB D CONNECTOR
150000601 | BRAKE, FAILSAFE REVERSE, 24 VOLT COIL, .250 BORE INERTIA DYNAMICS #FSB003-30-301
152000100 | INPULSE COUNTER, 12VDC, MAXMAR
152000107 | 7 DIGIT COUNTER, 12VDC, 1500CPM
170100004 | CRYSTAL 6 MHZ CTS KNIGHT #MP060 U.S. CRYSTAL #76 F 838 M-TRON #6.0000 MP-1
170100005 | CRYSTAL 12.00 MEGAHERTZ CTS KNIGHTS, INC. #MP120 M-TRON #12.0000 MP-1 FOX 120-20 ECLIPTEK #EC-20-12.000M
170100009 | CRYSTAL, 9.8304 MEGAHERTZ, HC-18/U PACKAGE M-TRON #MP-1 FOX098-20 FOXS/098-20
170100012 | CRYSTAL, 32.768 KILOHERTZ 12.5PF LOAD CAPACITANCE
180001201 | KNOB PACKAGE, 100B-1/4
180001901 | KNOB, ROUND WITH INDICATOR, BLACK PLASTIC WITH WHITE INDICATOR, FOR 5/32" SHAFT, .75" DIA X .63" HIGH UPCHURCH #S-1768-01 REPLACEMENT KNOB FOR VALVE 209-0093-75
180002100 | INSTANT THUMB SCREW KNOB, BLACK, 5/8 DIAMETER FOR #10 SOCKET HEAD CAP SCREW SHEAR-LOC #98-902 5/8 DIA BLACK
180002200 | INSTANT THUMB SCREW KNOB FOR #8 SOCKET HEAD CAP SCREW, 1/2 DIAMETER SHEAR LOC #98-901 1/2 DIA
180002400 | INSTANT THUMB SCREW KNOB FOR #6 SOCKET HEAD CAP SCREW, 3/8 DIAMETER SHEAR LOC #98-900 3/8 DIA
200063700 | SPUR GEAR, 32 PITCH, 38 TEETH
200072400 | WORM GEAR, 24 PITCH, 50 TEETH, .187 ID
200964500 | SPUR GEAR, COMBINATION, 32 PITCH, 16 TEETH/44 TEETH
200999900 | GEAR RACK, 32 PITCH, BRASS, 14.5 DEGREE PRESSURE ANGLE
201032600 | BEARING, 10MM DIAMETER BORE, 22MM OUTER DIAMETER, SHIELD BOTH SIDES X 6MM WIDE SINGLE ROW, DEEP GROOVE BALL, ABEC 3 TOLERANCE SERIAL 6900 HOOVER-NSK
201032900 | PLAIN CYLINDRICAL BEARING .3543 (9MM) BORE, 1.0236 (26MM) OD, OVERALL HEIGHT OF .3150 (8MM), SHIELDED BOTH SIDES SINGLE ROW, ABEC 3 TOLERANCE, NTN #629ZZ
201122200 | RADIAL FLANGED SHIELDED CYLINDER BEARING .3125 ID, .6882 OD, .75 FLANGE .042 WDFAFNIR #F5DD
201132501 | BALL BEARING, FLANGED, CYLINDRICAL .2500 ID, .6250 OD, .1960 WIDE BEARING TOLERANCES: ABEC 5 NHBB #SFR45PPK25
201133700 | RADIAL BALL BEARING, FLANGED .3750 I.D. X .8750 O.D., .281 WIDE, DOUBLE SHIELDED 440-C STAINLESS STEEL ABEC 3 AST #SFR-6-ZZ-A3
201311200 | BEARING, BRONZE, FLANGED, .189ID, .314 OD, 1/8 LONG W/ 3/64 THICK .375 FLANGE BOSTON GEAR #FB35-1
201311300 | FLANGED CYLINDRICAL BEARING, BRONZE, .127 ID X .315 OD X .250 LONG
201311500 | BEARING, FLANGED CYLINDRICAL, .189.000/-.001 ID, .3145.000/-.001 OD, 1/4 LONG OIL IMPREGNATED BRONZE
201312300 | BEARING, FLANGED CYLINDRICAL, 1/4 ID X 3/8 OD X 1/4 LONG, OIL IMPREGNATED BRONZE
201312301 | BEARING, FLANGED CYLINDRICAL, 1/4 ID X 3/8 OD X 3/16 LONG, OIL IMPREGNATED BRONZE
201392200 | BEARING, SNAP-IN NYLINER, FLANGED, CYLINDRICAL, .250 ID, .3125 HOUSING DIA,.078 LONG THOMPSON INDUSTRIES, INC. $4L1-FF PRECISION BEARING
201429902 | THRUST BALL BEARING, 35MM ID X 72MM OD, 34MM WIDE PAIR, 40 DEGREE CONTACT ANGLE,BEARING TOLERANCE: ABEC-7, STEEL TANDEM DUPLEX PAIR NTN #7207BT1DTP4V1
201900000 | VEE JEWEL BEARING, SPRING LOADED, .006/.012 VEE, 10-32 THREADS, .75 LONG
201900102 | BALL, .125 DIAMETER,316 STAINLESS STEEL * * * * THIRD PARTY CONTROLLED
202100006 | O RING, .114 ID, .070 CROSS SECTION, BUNA-N RUBBER
202100008 | O RING, .176 ID, .070 CROSS SECTION, BUNA-N RUBBER
202100010 | O RING, .240 ID, .380 OD, .070 CROSS SECTION, BUNA-N SIZE #2-010
202100011 | O RING, .301 ID, .070 CROSS SECTION, BUNA-N RUBBER
202100013 | O RING, .426 ID, .070 CROSS SECTION, BUNA-N RUBBER
202100014 | O RING, .489 ID, .070 CROSS SECTION, BUNA-N RUBBER
202100018 | O RING, .739 ID, .070 CROSS SECTION, BUNA-N RUBBER
202100019 | O RING, .801 ID, .070 CROSS SECTION, BUNA-N RUBBER * * * THIRD PARTY CONTROLLED
202100024 | O RING, 1.114 ID, .070 CROSS SECTION, BUNA-N RUBBER * * * THIRD PARTY CONTROLLED
202100107 | O RING, .206 ID, .103 CROSS SECTION, BUNA-N RUBBER * * * THIRD PARTY CONTROLLED
202100114 | O RING, .612 ID, .103 CROSS SECTION, BUNA-N RUBBER
202100115 | O RING, .674 ID, .103 CROSS SECTION, BUNA-N RUBBER
202100116 | O RING, .737 ID, .103 CROSS SECTION, BUNA-N RUBBER
202100120 | O RING, .987 ID, .103 CROSS SECTION, BUNA-N RUBBER
202100135 | O RING, 1.925 ID, .103 CROSS SECTION, BUNA-N RUBBER
202100208 | O RING, .609 ID, .139 CROSS SECTION, VITON
202100217 | O RING, 1.171 ID, .139 CROSS SECTION, VITON
202100669 | O RING, .699ID, .079 CROSS SECTION, 70 DUROMETER, BUNA-N RUBBER * * * THIRD PARTY CONTROLLED
202106016 | O RING, .614 ID, .070 CROSS SECTION, BUNA-N RUBBER
202200004 | O-RING, .070 ID, .210 OD, .070 CROSS SECTION, 80 DURO, EPR PRECISION #004-3127
202206211 | O-RING, 2.109 ID, .139 CROSS SECTION ETHYLENE PROPYLENE (EPR) PARKER #2-227
202206223 | O-RING, 1.609 ID, 1.887 OD, .139 .004 CROSS SECTION, 60 DURO, ETHYLENE PROPYLENE (EPR) PARKER SEALS #2-223-E0529-60
202207017 | EPR. O RING, .176 ID, .050 CROSS SECTION, 70 DURO ETHYLENE-PROPYLENE, APPLE RUBBER PRODUCTS INC. #70EP
202208016 | O-RING, .618 ID, .758 OD, .070 CROSS SECTION, 80 DURO, ETHYLENE PROPYLENE (EPR) PARKER SEALS #2-016-E515-80
202270648 | O RING, 6.484" ID, 6.762" OD, .139" CROSS SECTION, 70A DUROMETER, GENERAL PURPOSE EPDM
202300014 | O-RING, .489 ID, .628 OD, .070 CROSS SECTION, 70 DURO FLUOROCARBON ELASTOMERS (VITON/FLUOREL), PRECISION #014-17107A
202300018 | O RING, .739 ID, .070 CROSS SECTION, VITON
202300107 | O RING, .206 ID, .103 CROSS SECTION, VITON
202300110 | O RING, .362 ID, .103 CROSS SECTION, VITON
202300211 | O RING, .796 ID, .139 CROSS SECTION, VITON
202307013 | O-RING, .426 ID, .566 OD, .070 CROSS SECTION, 70 DURO FLUOROCARBON ELASTOMERS (VITON/FLUOREL), O-RING INC. #ARP 568-013
202307017 | O-RING, .676 ID, .816 OD, .070 CROSS SECTION, 70 DURO FLUOROCARBON ELASTOMERS (VITON/FLUOREL), O-RING INC. #ARP 568-017
202307022 | O RING, .989 ID, .070 CROSS SECTION, VITON
202307023 | O Ring, 1.063 ID, .070 Cross section, Viton
202307208 | O RING, .208 ID, .070 CROSS SECTION, VITON
202400011 | O RING, .301 ID, .070 CROSS SECTION, SILICONE
202400114 | O RING, .612 ID, .103 CROSS SECTION, SILICONE
202400118 | O RING, .862 ID, .103 CROSS SECTION, SILICONE
202400120 | O RING, .987 ID, .103 CROSS SECTION, SILICONE
202400212 | O RING, .859 ID, .139 CROSS SECTION, SILICONE
202401237 | O RING, 1.237 ID, .103 CROSS SECTION, SILICONE
202407014 | O-RING, .489 ID, .070 CROSS SECTION, TEFLON ENCAPSULATED SILICON ROW INC. AS568 #014
202500007 | O RING, .145 ID, .070 CROSS SECTION, BUNA-N RUBBER
202500017 | O RING, .676 ID, .070 CROSS SECTION, BUNA-N RUBBER * * * THIRD PARTY CONTROLLED
202500109 | O RING, .299 ID, .103 CROSS SECTION, BUNA-N RUBBER * * * THIRD PARTY CONTROLLED
202907022 | SQUARE RING, .989 ID, .066 CROSS SECTION 70 DURO, BUNA-N ALLIED SEALS #022S-4310
202907070 | O RING, .070 ID, .070 CROSS SECTION, 75 DUROMETER CHEMRAZ 505 OR SIMRIZ 485
202907118 | O RING, .862 ID, .103 CROSS SECTION, 75 DUROMETER CHEMRAZ 505 OR SIMRIZ 485
202907424 | O RING, .424 ID .103 CROSS SECTION, 76 DUROMETER PERFLUOROELASTOMER, SIMRIZ SZ485
202907426 | O-RING, .426ID, .070 CROSS SECTION, 75 DUROMETER, CHEMRAZ 505 GREEN, TWEED #AS-568A-013
202907614 | O RING, .614 ID, .070 CROSS SECTION, 75 DUROMETER CHEMRAZ 505 OR SIMRIZ 485
202907864 | O RING, .864 ID, .070 CROSS SECTION, 75 DUROMETER CHEMRAZ 505 OR SIMRIZ 485
202909006 | SEAL, SPRING ENERGIZED, MATERIAL: "GC", STAINLESS STEEL SPRING, .062 X .1875 X .125 GLAND LENGTH BAL SEAL #CU-100HB-(HP)-(.62)-GC
202909011 | SEAL, SPRING ENERGIZED, POLYETHYLENE, .125 X .250, FLANGED, HASTELLOY SPRING BAL-SEAL #X25884
202909012 | SEAL, LIGHT DUTY, .125 ID X .250 OD, 302 STAINLESS STEEL SPRING LOADED, POLYETHYLENE BAL SEAL ENG. CO. #X12422
202909019 | SEAL, LIGHT DUTY, .188 ID X .063 WALL X .312 OD, HASTELLOY STEEL SPRING LOADED, GRAPHITE FILLED TEFLON JACKET BAL SEAL ENGINEERING #300A-08-G-HST
202909023 | .613 SYRINGE SEAL ROD DIAMETER: .250/.248, LENGTH: .293.005, HOUSING DIAMETER: .613.007, SPRING MATERIAL: ELGILOY, BODY MATERIAL: UNFILLED VIRGIN TFM
202909024 | 1.25 O.D. SYRINGE SEAL INSIDE DIAMETER: .250.002 LENGTH: .468.005, SPRING MATERIAL: SS-301, BODY MATERIAL: UNFILLED VIRGIN PEEK O-RING MATERIAL: SIMREZ 568-108-SZ485
202909025 | 1.048 O.D. SYRINGE SEAL, INSIDE DIAMETER: .250/.248, LENGTH: .468.005, SPRING MATERIAL: SS-301, BODY MATERIAL: UNFILLED VIRGIN PTFE, O-RING MATERIAL: PERFLUOR
202909028 | Syringe seal, .613+/-.007 Syringe diameter x .290-.288 ID x .173/.183 Thick, Virgin unfilled TFM w/perfluor o-ring
202909032 | FRICTION PISTON SEAL ROD DIA .250.001, GROOVE DEPTH .125 BORE DIA .310/.311, LENGTH .250.005 SPRING MATERIAL ELGILOY SPRING MATERIAL: MPI#776 (UHMWPE)
202909033 | PISTON SEAL .312 +/-.001 ID, BORE DIA .500, SPRING HEIGHT .121+/-.003, MATERIAL: X-524 WITH ELGILOY SPRING COMES WITH SCARF CUT BEARING: MATERIAL X-524 (PRESTINE EKONOL FILLED PTFE)
202909036 | SEAL, SPRING ENERGIZED, MATERIAL: TURCON .627/.629 OD WITH MINUMUM WALL .132 BRONZE BACKUP RING AMERICAN VARISEAL #S67450-0449 REV B
202909049 | FRICTION PISTON SEAL ROD DIA .490/.488, HOUSING GROOVE DIA .614/.616, GLAND LENGTH .094/.104 SPRING MATERIAL 302 SST VARISEAL #W10-HS-P-A-00614-Y-1133
202909050 | PISTON SEAL, ROD DIAMETER: .489/.488, HOUSING GROOVE DIAMETER: .614/.616, GLAND LENGTH: .094/.104, SPRING MATERIAL: 302 STAINLESS STEEL VARISEAL #S67150-2546
202909092 | FRICTION PISTON SEAL ROD DIA .921/.919, HOUSING GROOVE DIA 1.045/1.047, GLAND LENGTH .094/.104 SPRING MATERIAL 302 SST VARISEAL #W10-HS-P-A-01045-Y-1133
202909108 | SEAL, SPRING LOAD LIP, HIGH PRESSURE GFP JACKET, GRAPHITE/CARBON .875ID X 1.062OD X .122/.138 SEAL LENGTH302 OR 316 SST SPRING BAL-SEAL #32601 (CNTRY OF ORIGIN USA)
202909605 | SEAL WITH HASTELLOY C SPRING, GRAPHITE FIBER REINFORCED TEFLON, HIGH TEMPERATURE, PISTON DIAMETER: 1.5630 CYLINDER BORE: 1.8130 VARISEAL #W11-MH-PC01813WXV088
202909607 | SEAL WITH STAINLESS STEEL 316 SPRING POLYETHYLENE, HEAVY DUTY 20,000 PSI .5620 .0005 SHAFT,.8130 .0005 BORE AMERICAN VARISEAL #S67200-4765-XV103 VARISEAL M
202909608 | SEAL, GRAPHITE FILLED PTFE HEAVY DUTY, 20,000 PSI .5620 .005 SHAFT, .813 .005 BORE ELGILOY OR SST 316 SPRING
202999100 | LIP SEAL, .625 ID X 1.000 OD, NITRILE
202999903 | LIP SEAL, .375 ID X .750 OD
202999904 | LIP SEAL, 1.000 ID X 1.500 OD
203011102 | COMPRESSION SPRING, .024 WIRE, .180 OD, .25 FREE LENGTH, STAINLESS STEEL LEE SPRING CO #LC-024B-1
203011105 | COMPRESION SPRING, .026 DIAMETER WIRE, .026 DIAMETER STAINLESS STEEL WIRE, .180 OUTSIDE DIAMETER, .31 FREE LENGTH * * THIRD PARTY CONTROLLED
203011502 | COMPRESSION SPRING .180 OD X 1 1/2 LONG .020 STAINLESS STEEL WIRE, ENDS SQUARED
203011602 | COMPRESION SPRING, .022 DIAMETER WIRE, .022 DIAMETER STAINLESS STEEL, WIRE, .120 OUTSIDE DIAMETER, .31 FREE LENGTH * * THIRD PARTY CONTROLLED
203012200 | COMPRESSION SPRING .360 OD .500 LONG .026 STNLS STL WIRE ASSOC SPRING #C-0360-026-0500S
203012203 | COMPRESSION SPRING, .042 DIAMETER WIRE, .50 FREE LENGTH
203012400 | COMPRESION SPRING, .067 DIAMETER WIRE, 1.75 FREE LENGTH
203012401 | COMPRESION SPRING, .059 DIAMETER WIRE, 1.00 FREE LENGTH
203013000 | COMPRESSION SPRING, .42OD X .50 LONG X .045 WIRE, SST, SOLID HEIGHT .218, RATE 45LB/IN LEE SPRING #LC-047F-1S
203014201 | COMPRESION SPRING, .045 DIAMETER WIRE, .62 FREE LENGTH
203034400 | COMPRESSION SPRING, HARD DRAWN WIRE, .105 WIRE X 1.406 LONG, 9 1/2 COILS, CLOSED & GROUND ENDS, .593 OD, CALCULATED RATE 200LBS/IN CENTURY SPRING CORP #Z686
203115100 | GARTER SPRING, .625 OD X .408 ID, 302SST CANTED COIL TYPE BAL-SEAL #X39019
203201201 | EXTENSION SPRING, .180 OD X .625 LONG, .018 DIA CADMIUM PLATED MUSIC WIRE, RATED AT 1.9 POUNDS/INCH, MAXIMUM LOAD 1.50 POUNDS, LEE SPRING #LE-018B-1 ASSOCIATED SPRING #E0180-018-0620
203210068 | EXTENSION SPRING, .020 DIAMETER WIRE, .312 OD X 2.125 LONG
206001000 | CAPILLARY TUBING, .031 ID X .083 OD, COPPER
209000125 | RETAINING RING, EXTERNAL, .125 SHAFT, CARBON STEEL
209000502 | RETAINING RING, INTERNAL SELF LOCKING FOR .500 BORE INDUSTRIAL RETAINING RING #6000-50
209000875 | PUSH IN INTERNAL RETAINING RING NOMINAL HOUSING BORE .875, MINIMUM END SPACE .080 THOMSON INDUSTRIES INC. #PR-500
209000900 | RETAINING RING, EXTERNAL, .250 SHAFT, STEEL
209001088 | EXTERNAL RETAINING RING, FOR 0.875 SHAFTPH 15-7 MO STAINLESS STEEL. ANDERTON #1800-87-AS
209001137 | RETAINING RING, EXTERNAL FOR 1.375 DIA., STAINLESS STEEL WALDES TRUARC #5100-137
209001710 | RETAINING RING, EXTERNAL, 1.00 SHAFT, STEEL
209001828 | RETAINING RING, EXTERNAL, .875 SHAFT, STAINLESS STEEL
209002200 | SUPER BALL BUSHING FOR .500-0.1% DIA SFTTHOMSON INDUSTRIES INC - SUPER 8
209002500 | RETAINING RING, INTERNAL, .938 SHAFT, CARBON STEEL
209003012 | TIMING BELT, 1/8" WIDE, 22.440" LONG 275 TEETH KEVLAR REINFORCED POLYURETHANECHEMI-FLEX #275T81-012
209003014 | TIMING BELT, 1/8 WIDE, 19.176 LONG, 235 TEETH KEVLAR REINFORCED POLYURETHANE.0816 PITCH (40 DP) YORK #235T81-K 1/8" STOCK DRIVE #6B6-235-012
209003030 | TIMING BELT, SINGLE SIDED, 1/5DP, 28 GROOVES, 5/16 WIDE, NEOPRENE BODY WITH FIBERGLASS CORD
209003109 | COUPLING FLEX .25X750
209003401 | FIBER CABLE, 1/64" DIAMETER, KEVLAR W.M. BERG INC. #AA-018T DO NOT SELL THIS PART #!!! USE PART# 60-0943-258 (PRECUT LENGTH OF DRIVE STRING 24")
209003732 | CABLE CHAIN .15708 PITCH RED POLY- URETHANE & CRES CABLE SINGLE WIDTH BERG #3CCF-50FT. ROLL 100 FT. ROLL ("DO NOT USE PIC,USE BERG ONLY!")
209007505 | STRAIN RELIEF, .300 WIRE
209007652 | STRAIN RELIEF, .275/.393 WIRE LIQUID TIGHT
209007653 | NUT, STRAIN RELIEF, .275/.393 WIRE
209009004 | VALVE CAP
209009007 | METERING VALVE
209009204 | INLINE FILTER, 5 MICRON, .125 TUBING
209009225 | INLINE AIR FILTER FOR 25MM TUBING * * * * THIRD PARTY CONTROLLED
209009303 | HYDROPHOBIC FILTER, UNIDIRECTIONAL ARBOR TECH 50007
209009326 | SOLENOID VALVE, 12 VDC, 2 POSITION NO SPEC
209009340 | DIVERTER VALVE, 24VDC, 3W, 1/16" ORIFICE, 0-29PSI, VALVE: SIMRIZ AND PEEK, MANIFOLD: PEEK, 1/4-28 PORTS, TYPE127 VALVE WITH CUSTOM MANIFOLD THAT INCLUDES DROP FORMER NO SPECS "THIRD PARTY CONTROLLED"
209009369 | LUER, FEMALE, 1/4-28 THREADS STAINLESS STEEL S4J MANUFACTURING CO. #SSA7381
209009375 | 4-WAY SWITCHING VALVE, PANEL MOUNT, 1/4-28 PORT THREADS, 90 DEGREE FLOW PATHWITHOUT FITTINGS, WITH SPECIAL KNOB UPCHURCH #S-1768-1 FOR CUSTOMER REPLACEMENT USE 60-5204-051
209009387 | 6 PORT VALVE. SPECIAL UPCHURCH #PRO2655
209009388 | TYPE 127 MANIFOLD /DUAL 3-WAY VALVES, 1.6MM ORIFICE, 24 VDC,3 WATT, SIMRIZ SEALS, PEEK BODY, 1/4-28 PORTS. REPLACEMENT KIT 209009502
209009391 | CHECK VALVE CARTRIDGE, HIGH FLOW, USED WITH 209016537 CHECK VALVE
209009395 | 6 PORT VALVE ACTUATOR REPLACEMENT ROTOR FOR 209009396
209009407 | NUT, 1/16 FOR VALCO ZERO VOLUME VALVE VALCO INSTRUMENTS #ZN1
209009408 | FERRULE, ZERO VOLUME FOR 1/16" TUBING VALCO INSTRUMENTS #ZN1
209009504 | HUMPHREY #B3E1-11 SOLENOID VALVE 12VDC VALVES MUST ALLOW ZERO LEAKS EXTERNAL LAEKAGE: ZERO AT 100 PSIG INT. LEAKAGE: FOUR CC/MIN AT 100 PSIG "THIRD PARTY CONTROLLED"
209009531 | VALVE, 3 WAY, 12 VDC MANIFOLD: 1 ST., MATERIAL PEEK
209009602 | CHECK VALVE, 5PSI, 1/8 TUBING SMART PRODUCTS #:302PPB-5#
209009603 | CHECK VALVE, 1/4 BARB
209009606 | CORE HOUSING
209009607 | VALVE CORE, STANDARD AUTOMOTIVE
209009608 | VALVE CAP
209009612 | CHECK VALVE, .5PSI, .125 TUBING, SILICONE
209009615 | CHECK VALVE BALL/SEAT SET, .188 DIA RUBY BALL, .2461 DIA X .0898 THICK SAPHIRE SEAT SAPHIRE ENGINEERING CO. #SK-RT-362-05
209009805 | TWO-WAY STRAIGHT VALVE, 1/8 INCH OD TUBING BRACKET MOUNT HIP #15-11AF2 PACKING MATERIAL: TEFLON
209010000 | DOUBLE VALVE BULB
209010401 | BALL PLUNGER W/DELRIN BALL
209016099 | Y CONNECTOR, PEEK, 5/16-24 THREADS, .125 DIAMETER THRU HOLES, WITHOUT NUTS OR FERRULES
209016100 | MALE HOSE CONNECTOR, 1/8" MALE PIPE TAPER THREAD TO 1/4" HOLE SIZE, 7/16" HEX, 316 STAINLESS STEEL KAW VALVE/FITTINGS #2MHC-4T-316 OMAHA VALVE/FITTING, CAJON #SS-4-HC-1-2
209016101 | MALE CONNECTOR, 1/8" OD TUBING TO 1/8 MALE NPT, STAINLESS STEEL SWAGELOK #200-1-2-316
209016106 | CONNECTOR, 1/4 O.D. TO 1/4 PIPE THREAD, WITH THREADED FERRULE NUT, POLYPROPYLENEJACO #10-4-4-P-O
209016115 | NUT, .830-14 NGO RIGHT HAND THREAD - FEMALE, CARBON DIOXIDE PRESSURES AIR PRODUCTS #C0-2
209016116 | NIPPLE, 1/4" PIPE THREAD X 2 1/2" LONG AIR PRODUCTS #CO-4
209016117 | WASHER, CARBON DIOXIDE, TEFLON FLAT AIR PRODUCTS #CO-6
209016119 | ELBOW FITTING 3/8 TUBING 2/GRIPPER NUT X 1/4 MNPT W/5/8-20 THREADS, POLYPROPYLENE JACO #40-6-4-P-PG
209016121 | FERRULE FOR 1/16 OD TUBING TEFZEL BLUE FLANGED UPCHURCH #P-200 725-00458 GF-91607
209016122 | TUBING CONNECTOR NUT 1/4-28 THREADS FOR 1/16 TUBING FLANGLESS SHORT BLACK UPCHURCH #P-208
209016143 | 1/8 FERRULE, SPEEDBITE SW HASTELLOY AUTOCLAVE ENGINEERS #SSL20-HC
209016144 | COMPRESSION NUT, SPEEDBITE STAINLESS STEEL AUTOCLAVE ENGINEERS #SMN20
209016153 | 1/16 NUT, NATURAL TEFZEL FOR USE WITH SWITCHING VALVES UPCHURCH SCIENTIFIC #P-215
209016154 | FERRULE FOR 1/16 TUBING, TEFZEL, FOR USE WITH SWITCHING VALVE UPCHURCH SCIENTIFIC #P-240
209016155 | 1/8 NUT, FLANGELESS, YELLOW TEFZEL FOR USE WITH SWITCHING VALVES UPCHURCH SCIENTIFIC #P-315Y
209016156 | FERRULE FOR 1/8 TUBING, YELLOW TEFZEL, FOR USE WITH SWITCHING VALVE UPCHURCH SCIENTIFIC #P-300
209016161 | FILTER, INLINE, HIGH PRESSURE. 316 STAINLESS STEEL, 1/16 INCH DIAMETER TUBING, 2 MICRON, 2.5 CENITMETER SURFACEAREA
209016162 | REPLACEMENT FILTER PACKAGE FOR INLINE FILTER CONTAINS TWO FILTERS WITH SEALING GASKETS 316 SST. 2 MICRON. SSI #05-0107 FI-10003
209016163 | CONNECTOR, 1/8 TUBING TO 1/4 NPT WITH THREADED FERRULE NUT SWAGELOK #SS-200-1-4
209016164 | INLINE FILTER, 1/4 FEMALE NPT, 10-15 MICRONS, BRASS HOKE #6313F4B
209016166 | GLAND NUT, 1/8 OD, 1/2 HEX NUT X 3/4 LONG, 1/2-20 THREADS, TAPER SEALING, HIGH PRESSURE, TYPE 316 STAINLESS STEEL HIP #15-2AM2
209016167 | FERRULE 1/8 OD TUBING, 316 SST INNER, ZINC PLATED ALLOY STEEL OUTER HIP #15-2A2
209016172 | 1/8 OD TUBE FITTING, 10-32 THREAD REPLACEMENT PART SMC PNEUMATICS CO. #KQH01-32 NO SPEC
209016173 | 1/4 OD TUBE FITTING, 1/8-NPT THREAD REPLACEMENT PART SMC PNEUMATICS CO. #KQH07-34S NO SPEC
209016180 | CHECK VALVE CARTRIDGE, TFE 0-RING SEAL, 1/8" TUBE CONNECTIONS, SPECIFY TFE WHEN ORDERING AUTOCLAVE ENGINEERS #SW02200-TO
209016185 | PEEK TEE, 1/8" TUBING 1/4-28 FLANGELESS FITTINGS, .094 THRU HOLE UPCHURCH SCIENTIFIC #S.1002 (FITTINGS NOT INCLUDED)
209016186 | FILTER, HIGH PRESSURE INLINE, 2 MICRON, 316 STAINLESS STEEL, 1/8 DIAMETER TUBINGINLET AND OUTLET, 2.5 CENTIMETER SURFACE AREA SSI #05-0183
209016192 | UNION, 1/4-28 THREADS THROUGH, POLYPROPYLENE UPCHURCH SCIENTIFIC #P-620
209016193 | PLUG,1/16SS,VALCO GF-01603 123-35856-02
209016200 | REDUCING UNION, 1/8 TO 1/16 TUBE, STAINLESS STEEL SWAGELOK #200-6-1-316
209016212 | MINIATURE BARBED UNION FOR 1/8 TO 1/8 ID TUBING, POLYPROPYLENE, VALUE PLASTICS INC. #CC-6
209016240 | 4-WAY CROSS, .050 DIAMETER THRU HOLES, FOR 1/8 OD TUBING, PEEK, WITHOUT NUTS AND FERRULES UPCHURCH #P-723-01
209016276 | CHECK VALVE, INLINE, INLET UPCHURCH #CV-3301
209016281 | ELBOW FITTING, 3/8 OD TUBE TO MALE 1/8 NPT, STAINLESS STEEL SWAGELOK #SS-600-2-2 PARKER FLUID CONNECTORS #6MSEL2N-SS
209016306 | MALE ELBOW, 1/4 NPT TO 1/8 OD TUBING, 90 DEGREE, STAINLESS STEEL SWAGELOK #SS-200-2-4
209016319 | 2 PIECE FERRULE FOR .125 OD TUBING, YELLOW TEFZEL WITH STAINLESS STEEL LOCK RING UPCHURCH #P-359
209016320 | DELRIN NUT FOR .125 OD TUBING, BLACK, 1/4-28 THREADS UPCHURCH #P-332
209016321 | 2 PIECE FERRULE FOR .062 OD TUBING, YELLOW TEFZEL WITH STAINLESS STEEL LOCK RING UPCHURCH #P-259
209016322 | DELRIN NUT FOR .062 OD TUBING, GRAY, 1/4-28 THREADS UPCHURCH #P-252
209016336 | MALE CONNECTOR, 1/4 OD TUBE TO 1/4 NPT STAINLESS STEEL PARKER FLUID CONNECTORS # 4MSC4N-SS SWAGELOK # SS-400-1-4
209016338 | TEFLON TUBING HOSE ASSEMBLY WITH STAINLESS STEEL WIRE BRAIDED COVER 3/16 ID, 12" LONG, 7/16-20 37 DEGREE SSTJ1C SWIVEL CONNECTIONS ON BOTH ENDS PARKER FL CONN # P92906-06-04-04-4C-12" SWAGELOK # SS-TH4AS4 AS4-12
209016341 | UNION, 1/4-28 THREADS THRU, TEFZEL, FITTINGS NOT INCLUDED UPCHURCH SCIENTIFIC #P-623
209016350 | PLUG, 1/4-28 UNF THREAD, FLAT BOTTOM, TEFZEL, FINGER TIGHT UPCHURCH #P.311
209016351 | REDUCER UNION, 1/8 OD FRACTIONAL TUBE TO1/4 FRACTIONAL SWAGELOK PORT, .09 DIA THRU HOLE, SST SWAGELOK #SS-200-R-4
209016354 | BARB, SERIES 200, 1/8" (3MM) TUBING, ABS, WHITE
209016361 | 1/8 NUT, SHORT FLANGELESS, BLACK DELRIN FOR USE WITH SWITCHING VALVES UPSHURCH SCIENTIFIC #P-308X
209016363 | BACK FERRULE FOR 1/4 OD TUBING, MATERIAL: PFA SWAGELOK #PFA-424-1
209016364 | FRONT FERRULE FOR 1/4 OD TUBING, MATERIAL: PFA SWAGELOK #PFA-423-1
209016368 | TUBE FITTING FRONT FERRULE, FOR 1/4 TUBE, STAINLESS STEEL SWAGELOK #SS-403-1
209016369 | TUBE FITTING BACK FERRULE, FOR 1/4 TUBE, STAINLESS STEEL SWAGELOK #SS-404-1
209016370 | TUBE FITTING FRONT FERRULE, FOR 3/8 TUBE, STAINLESS STEEL SWAGELOK #SS-603-1
209016371 | TUBE FITTING BACK FERRULE, FOR 3/8 TUBE, STAINLESS STEEL SWAGELOK #SS-604-1
209016388 | MALE ELBOW FITTING, 3/16 OD TUBE TO 1/4 MNPT STAINLESS STEEL
209016389 | SHORT PEEK NUT FOR .125 OD TUBING, 1/4-28 THREADS, NATURAL
209016390 | FLUSH NUT FOR .125 OD TUBING, 1/4-28 THREADS, STAINLESS STEEL TOOL REQUIRED FOR TIGHTENING NUT
209016391 | PEEK NUT FOR 3/16 OD TUBING, NATURAL, 5/16-24 THREADS
209016394 | 3/16 OD TUBING NUT, FEMALE STAINLESS STEEL
209016395 | 3/16 OD TUBE FRONT FERRULE STAINLESS STEEL
209016396 | 3/16 OD TUBE BACK FERRULE STAINLESS STEEL
209016400 | TUBING, 1/4 OD X .083 ID X 2.75" LONG, F250C THREADS ON BOTH ENDS, 316CW STAINLESS STEEL, 60,000 PSI RATED
209016402 | GLAND, FOR 1/4 OD TUBING, 316CW STAINLESS STEEL, 30,000 PSI RATED,F250C THREADS
209016403 | COLLAR, FOR 1/4 OD TUBING, 316CW STAINLESS STEEL, 30,000 PSI RATED
209016406 | CHECK VALVE WITH 1/4" TUBE CONNECTIONS MAX BACK PRESSURE IS 4,000 PSI, CRACKINGPRESSURE IS 1/3 PSI. 316 SST KELRAZ SEAT
209016409 | 45 DEGREE ELBOW FITTING 1/4 OD TUBE TO MALE 1/8 NPT STAINLESS STEEL
209016412 | NIPPLE, 7/8 LONG, 316 STAINLESS STEEL, 1/4 MALE NPT, FULLY THREADED
209016415 | WRENCH, FOR 1/4-28 UPCHURCH FLUSHNUT
209016422 | 20 MICRON FRIT .188 X .250 OD TITANIUM FRIT WITH YELLOW TEFLON RING
209016521 | PLUG, 1/8, SWAGELOK STAINLESS STEEL
209016525 | BULKHEAD UNION 1/8 OD TO 3/16 OD TUBING
209016526 | BULKHEAD UNION 3/16 OD TO 3/16 OD TUBING
209016527 | UNION 1/8 TO 3/16 OD TUBING
209016531 | BARBED HOSE CONNECTOR, 3/8 ID TUBING, 1/4 NPT, STAINLESS STEEL
209016532 | FEMALE HEX COUPLING, 1/4 NPT X 1/4 NPT, TYPE 316 STAINLESS STEEL
209016533 | BULKHEAD CONNECTOR, STAINLESS STEEL, 3/8 OD TUBING, 1/4 FEMALE NPT
209016534 | ELBOW, 90 DEGREE, 1/4 NPT, 150 PSI, FEMALE/FEMALE, 316 STAINLESS STEEL
209016537 | CHECK VALVE ASSEMBLY
209016546 | PRIME TUBE ASSEMBLY
209016547 | IN-LINE CHECK VALVE ASSEMBLY, 3 PSI CRACKING PRESSURE, 10PSI MAXIMUM PRESSURE DROP AT 100ML/MINWITH WATER, 10,000 PSI MAXIMUM OPERATING PRESSURE, WETTED MATERIALS: 316 STAINLESS STEEL,
209016602 | CHECK VALVE, INLINE, INLET, 1 PSI, 1/4-28 THREADS, .06 THRU HOLE
209016605 | ELBOW, 1/8 NPT TO 1/4" ID
209016609 | PEEK NUT FOR 1/8 OD TUBING, 5/16-24 THREADS
209016637 | TUBE FITTING, 10-32 TO 1/8" BARB, NYLON
209016638 | TUBE FITTING, 10-32 TO 1/16" BARB, NYLON* * * * THIRD PARTY CONTROLLED
209016641 | REDUCER, 1/16 TO 1/8 BARB, NYLON
209016642 | TEE FITTING, 1/16 BARB, NYLON * * * * THIRD PARTY CONTROLLED
209016643 | TEE FITTING, 1/8 NPT X 1/4" X 1
209016665 | ELBOW, 1/8 NPT TO 1/4" ID, NYLON
209016666 | TEE FITTING, 1/8"
209016667 | TEE FITTING, 1/16 X 1/16 X 1/8
209016668 | TEE FITTING, 1/16 X 1/8 X 1/8
209016670 | PLUG, 10-32 TAPERED THREAD
209016677 | REDUCER, 3/16 TO 1/8
209016680 | PLUG 1/8" STAINLESS STEEL HIGH PRESSURE VALCO PN ZP2H
209016702 | TUBING CONNECTOR, 1/8 ID TO 1/4
209016733 | ELBOW, MALE, 3/8 TUBING X 1/4 NPT, BRASS
209016735 | ORIFICE TEE, 1/8 TUBING, 10-32, PLASTIC
209016747 | ADAPTER, 3/4 X 1/4, BLACK POLYETHYLENE
209016748 | ORIFICE INSERT, .0010 DIAMETER, BRASS
209016749 | Y CONNECTOR, 1/8 TUBING, WHITE NYLON
209016756 | ORIFICE INSERT, .002 DIAMETER, BRASS, 6-32 THREAD
209016763 | ORIFICE INSERT, .0020 DIAMETER
209016766 | MALE ELBOW, 1/8 NPT X 1/4 TUBING, PFA SWAGELOK # PFA-420-2-2
209016769 | TEE FITTING FOR 1/8 ID FLEXIBLE TUBING VALUE PLASTICS INC. #T30-6
209016800 | QUICK DISCONNECT, 1/4 TO 5/16 TAPER-F
209016801 | QUICK DISCONNECT, 3/16 TO 1/4 TAPER-F
209016802 | MALE CONNECTOR, 1/4 NPT X 3/8 TUBING, BRASS
209016803 | MALE CONNECTOR. 1/8 NPT TO 1/4 TUBING, STAINLESS STEEL
209016805 | PIPE PLUG, 1/8" PIPE THREAD, STAINLESS STEEL CAJON #2-P-316
209016809 | PIPE PLUG, 1/4" NPT TYPE 316 STAINLESS STEEL CAJON #SS-4-P
209016810 | GLAND NUT, 10-32 THREAD, 1/16 ID SCIENTIFIC SYSTEMS INC. # 210140 USED ON MODIFIER PUMP 250-7000-07 NO SPECS
209016811 | FER 1/16 ID, FOR USE W/GLAND NUT SCIENTIFIC SYSTEMS INC. # 210142 USED ON MODIFIER PUMP 250-7000-07 NO SPECS
209016900 | QUICK DISCONNECT, 3/16 TO 1/4 TAPER-M
209016901 | TUBE FITTING NUT FOR 1/16" TUBE, STAINLESS STEEL SWAGELOK #102-1-316
209016904 | CONNECTOR, PEEK FEMALE LUER TO 1/4-28 FEMALE THREADS UPCHURCH SCIENTIFIC #P 658
209016905 | CONNECTOR, PEEK MALE LUER TO 1/4-28 FEMALE THREADS UPCHURCH SCIENTIFIC #S-2040
209016910 | TUBE FITTING FRONT FERRULE FOR 1/8" TUBESTNLS STL SWAGELOK #203-1-316
209016911 | TUBE FITTING BACK FERRULE FOR 1/8" TUBE STNLS STL SWAGELOK #204-1-316
209016927 | COLUMN NUT, 1/8 INCH ZERO VOLUME, 5/16-24 EXTERNAL THREADS VALCO INSTRUMENTS CO. #ZN2
209016930 | SYRINGE ADAPTER FOR INJECTION VALVE VALCO INSTRUMENTS CO. INC. #VISF2
209016934 | FERRULE, 1/16 ID, FOR USE W/GLAND NUT SCIENTIFIC SYSTEMS INC. #01-0142
209016935 | GLAND NUT, 1/4-28 THREADS, 1/16 ID (.067".002/-.001) SCIENTIFIC SYSTEMS INC. #01-0140
209016936 | TUBE FITTING NUT FOR 1/4 OD TUBING, 7/16-20 INTERNAL THREADS, POLYPROPYLENE JACO #0-4-0
209016941 | FERRULE, 1/8" ZERO VOLUME, STAINLESS STEEL VALCO INSTRUMENTS CO. #ZF2
209016942 | CONNECTOR, TUBING REDUCER, 1/8 TO 1/16, ADAPTS SMALL TRANSFER LINES, .040 BORE VALCO INSTRUMENTS #1ZR21L
209016944 | GLAND NUT FOR 1/8 INCH OD TUBING, 3/8-24 THREADS SCIENTIFIC SYSTEMS INC. #01-0141
209016946 | FERRULE, STAINLESS STEEL FOR 1/8 INCH OD TUBING, ONE-PIECE DESIGN W/24 DEGREE SEAT SCIENTIFIC SYSTEMS INC. #01-0143 GF-10801
209016947 | TEE UNION W/FITTING FOR 1/16" OD TUBING ZERO DEAD VOLUME VALCO #ZT1
209016953 | INSERT FOR 3/8 O.D., 1/4 I.D. TUBING, POLYPROPYLENE FOR SOFT TUBING COLE-PARMER #R-6391-30
209016961 | FITTING, #10-32 TO FEMALE LUER, POLYPROPYLENE, QUICK DISCONNECT TO SPECIAL TAPERED THREADS VALUE PLASTICS #XFTL-6
209016966 | TUBE FITTING NUT FOR 1/4" OD TUBE STAINLESS STEEL FOR USE WITH SWAGELOK PARTS
209016967 | PLUG, 10-32, BLACK DELRIN UPCHURCH #U-467BLKX
209016980 | REPLACEMENT FILTER, 10 MICRON, FOR PLASTICTIGHT FITTINGS UPCHURCH SCIENTIFIC #A-220
209016981 | MALE NUT, FOR 1/8" TUBING, KEL-F FINGER TIGHTENING UPCHURCH SCIENTIFIC #P-100
209016986 | FERRULE, 1/16", HASTELLOY C-276 ZERO VOLUME VALCO INSTRUMENTS CO., INC. #ZF1HC
209016989 | In-line cup filter, 40um, 316 Stainless steel***Use this part onlyfor replacement purposes in existing fielded units. Replaced by 605234126 on new units per ECR 090041.***
209016994 | LINE FILTER, .170 O.D. X .64 LONG .5 MICRON FILTRATION SIZE, 316 SST MOTT #6610-.17-0.5
209017003 | SUPER FLANGELESS FERRULE, 2 PIECE FERRULE FOR 3/16 OD TUBING, STAINLESS STEEL RING WITH GREEN TEFZEL
209017004 | TUBE FITTING NUT FOR 1/8" TUBE STNLS STLSWAGELOK #202-1-316
209017008 | 1/8"-1/16" CAPILLARY FITTING WHITE NYLON VALUE PLASTICS INC. # N230/210-1
209017009 | CONNECTOR, TEFZEL MALE LUER TO 1/4-28 FEMALE THREADS, ADAPTER WITH OUT THE HUB
209019006 | COMPRESSOR, MARVEL REPLACEMENT, PANASONIC
209019007 | COMPRESSOR, MARVEL, 134A
209019200 | DRYER, 1/4" SOLDER ENDS DIVERSITECH #DX-3 ALTERNATE SUPPLIER PARKER #MMS-80 NON-DIRECTIONAL
209019203 | CARTRIDGE HEATER, 120 VOLT, 350-400 WATTS .371 .002OD X 62% LONG W/SWAGED-IN LEADS 24 INCHES LONG MUST BE RATED 1500VAC MIN HIPOT THIRD PARTY CONTROLLED. CHANGE REQUIRESAPPROVAL OF COMPLIANCE ENGINEER
209019503 | FAN BLADE, 7" DIAMETER, 40 DEGREE PITCH,ALUMINUM
209019700 | FAN, AXIAL, 24VDC, 1.7W, 22 GA LEADS * * * THIRD PARTY CONTROLLED. CHANGE REQUIRESAPPROVAL OF COMPLIANCE ENGINEER
209020400 | MAGNET, .120 DIAMETER X .375 LONG
209021001 | PRESSURE GAUGE, 1.58 DIA, 0-160 PSI RANGE, PANEL MOUNT WITH U-CLAMP, GLYCERIN FILLED MCDANIEL #SEUGF OR REOTEMP #PM15C1D8P19G
209023001 | SHAFT SEAL, W/SPRING FOR .125 DIA MATERIAL-GF-1 (GREY) SPRING-HST / FLANGE THKS.-.029/.031 BAL SEAL ENG. CO. X14617
209900202 | SLEEVE, STAINLESS STEEL,.027-.038 CABLE
209900300 | SPRING HOOK, 1/4", STAINLESS STEEL
209900502 | SLEEVE, STAINLESS STEEL, OVAL, 1/16"
209901207 | BACK PRESSURE REGULATOR, 75 PSI, PEEK, WITH CARTRIDGE #P-762, HOLDER, WRENCHES,1/8" TEFZEL SUPER FLANGELESS FERRULES, 1/8" DELRIN SUPER FLANGELESS NUTS UPCHURCH #S-2027
209901210 | FILTER, 10 MICRON, 316 SST MOTT METALURGICAL #6500-1/2-1/16-10
209901214 | AIR PUMP
209901217 | INLINE SOLVENT FILTER W/REPLACEABLE FRIT.094DIA .062 THICK 1/2 MICRON FILTER BLACK, UPCHURCH/ISCO SPECIAL CONSISTS OF#A-314-01, A-314-02, A-103 FRIT
209902125 | CORD FASTENER, 1/4"
209902138 | TENSION CLIP, .375 DIAMETER, ACETAL
209910000 | PC CARD GUIDE, .25 X 6, NYLON
209920001 | MANOMETER BASE AND POLYCARBONATE U-TUBE
210000100 | COMPRESSOR, 115V, 450 BTU
210000301 | COMPRESSOR, REFRIGERATOR, 115V, 60HZ, 600BTU/HR
210000302 | OVERLOAD FOR COMPRESSOR, 115V
210000303 | RELAY FOR 115V COMPRESSOR
210000305 | COOLING FAN, 115VAC, 10/8.5 WATTS, 120/100 MA, 50/60 HZ, 27/32 CFM, 44DBA 2300/2700 RPM, BALL BEARING * THIRD PARTY CONTROLLED. CHANGE REQUIRES APPROVAL OF COMPLIANCE ENGINEER
210000306 | COOLING FAN, 230 VAC, 9.5/8.0 WATTS, 78/65 MA, 50/60 HZ, 27/33 CFM, 44 DB, 2750/3250 RPM, BALL BEARING IMCC #311SFS-23T-B30 GLOBE #A31-B15A-23T3
210000401 | COMPRESSOR, REFRIGERATOR, 220V, 50HZ, 600BTU/HR
210000406 | FAN, AXIAL FLOW, 12 VOLT DC, .66 AMPS, 102 CFM, BRUSHLESS, BALL BEARING, 3000 RPM, 8.0 WATT, 4.69.04 SQUARE, 1.50.02 THICK, 47 DBA, WITH 11.8.6 WIRE LEAD GLOBE MOTORS #D47-B15A-04W3-100
210000500 | FAN, CPU, 12 VDC, 4800 RPM, 21.19 CFM, FC-PGA SOCKET A/370 60 X 60 X 10 MM 60 X 60 X 12 MM HEATSINK DIMENSIONS
210000600 | FAN, FLIGHT LT TUBEAXIAL, 12 VDC, 6.0 CFM 1.57" SQ X .79" D, BALL BEARING SYSTEM * * THIRD PARTY CONTROLLED
230040307 | DART CLIP, .475 LONG, .187 REQUIRED HOLE, PANEL THICKNESS RANGE .35-.100, BLACK OR WHITE PLASTIC TINNERMAN #C61546AG-028
230041008 | COMPONENT CLIP, 5/8 DIAMETER X 1/2 LONG,ONE HOLE MOUNT, BLACK, VINYL PLASTIC MALLORY-RICHCO #V1006
230130872 | PROBE CLAMP
230199901 | TUBING CLAMP, 1/8 X 1/4,
231011404 | SCREW, MACHINE, 6-32 X 1/4, FLAT, PHILLIPS, UNDERCUT, STAINLESS STEEL, 82 DEGREES 725-00710 NO SPEC'S
231011406 | SCREW, MACHINE, 6-32 X 3/8, FLAT, PHILLIPS, UNDERCUT, STAINLESS STEEL, 82 DEGREES NO SPEC'S
231011430 | SCREW, MACHINE, 8-32 X 2, FLAT, PHILLIPS, UNDERCUT, STAINLESS STEEL, 82 DEGREES
231014304 | SCREW, MACHINE, 4-40 X 1/4, PAN, HEAD, PHILLIPS STAINLESS STEEL * * THIRD PARTY CONTROLLED
231014328 | SCREW, MACHINE, 4-40 X 1 3/4, PAN, PHILLIPS, STAINLESS STEEL
231014405 | SCREW, MACHINE, 6-32 X 5/16, PAN, PHILLIPS, STAINLESS STEEL
231014406 | SCREW, MACHINE, 6-32 X 3/8, PAN, PHILLIPS, STAINLESS STEEL
231014409 | SCREW, MACHINE, 6-32 X 9/16, PAN, PHILLIPS, STAINLESS STEEL
231014424 | SCREW, MACHINE, 6-32 X 1 1/2, PAN, PHILLIPS, STAINLESS STEEL
231014436 | SCREW, MACHINE, 6-32 X 1 1/8, SELF-SEALING, PAN, PHILLIPS, STAINLESS STEEL
231014508 | SCREW, MACHINE, 8-32 X 1/2, PAN, PHILLIPS, STAINLESS STEEL
231014512 | SCREW, MACHINE, 8-32 X 3/4, PAN, PHILLIPS, STAINLESS STEEL
231014524 | SCREW, MACHINE, 8-32 X 1 1/2, PAN, PHILLIPS, STAINLESS STEEL
231014712 | SCREW, MACHINE, 10-32 X 3/4, PAN, PHILLIPS, STAINLESS STEEL
231014912 | SCREW, MACHINE, 1/4-20 X 3/4, PAN, PHILLIPS, STAINLESS STEEL
231019310 | SCREW, MACHINE, 4-40 X 5/8, PAN, PHILLIPS, STAINLESS STEEL, SELF SEALING, O-RING
231019410 | SCREW, MACHINE, 6-32 X 5/8, PAN, PHILLIPS, STAINLESS STEEL, SELF SEALING, O-RING
231019414 | SCREW, MACHINE, 6-32 X 7/8, PAN, PHILLIPS, STAINLESS STEEL, SELF SEALING, O-RING
231019506 | SCREW, MACHINE, 8-32 X 3/8, PAN, PHILLIPS, STAINLESS STEEL, SELF SEALING, O-RING
231019508 | SCREW, MACHINE, 8-32 X 1/2, PAN HEAD, PHILLIPS, STAINLESS STEEL, SELF SEALING, O-RING
231019704 | SCREW, MACHINE, 10-32 X 1/4, PAN, PHILLIPS, STAINLESS STEEL, SELF SEALING, O-RING
231019708 | SCREW, MACHINE, 10-32 X 1/2, PAN HEAD, PHILLIPS, STAINLESS STEEL, SELF SEALING, O RING
231116312 | SCREW, CAP, 4-40 X 3/4, HEX SOCKET, STAINLESS STEEL
231116406 | SCREW, CAP, 6-32 X 3/8, HEX SOCKET, STAINLESS STEEL
231116408 | SCREW, CAP, 6-32 X 1/2, HEX SOCKET, STAINLESS STEEL
231116512 | SCREW, CAP, 8-32 X 3/4, HEX SOCKET, STAINLESS STEEL
231116620 | SCREW, CAP, 8-32 X 1 1/4 FULL THREAD, SOCKET, STAINLESS STEEL
231116710 | SCREW, CAP, 10-32 X 5/8, HEX SOCKET, STAINLESS STEEL
231116730 | SCREW, CAP, 10-32 X 2, HEX SOCKET, STAINLESS STEEL
231200404 | SCREW, SET, 8-32 X 1/4, HEX SOCKET, STEEL, CUP POINT
231200704 | SCREW, SET, 1/4-20 X 1/4, HEX SOCKET, STEEL, CUP POINT
231210302 | SCREW, SET, 6-32 X 1/8, HEX SOCKET, STAINLESS STEEL, CUP POINT
231216810 | SCREW, SET, 1/4-20 X 5/16, HEX SOCKET, CUP POINT, STAINLESS STEEL
231310106 | SCREW, SELF TAPPING, #4 X 3/8, PAN, PHILLIPS, STAINLESS STEEL
231310108 | SCREW, #4 SELF-TAPPING TYPE "AB" THREAD,1/2 LONG, PHILLIPS PAN HEAD, STAINLESS STEEL
231310140 | SCREW, #4 SELF-TAPPING TYPE "B" THREAD, 3/8 LONG. PHILLIPS PAN HEAD, STAINLESS STEEL * * THIRD PARTY CONTROLLED
231310208 | SCREW, SELF TAPPING, #6 X 1/2, PAN HEAD, TORX, STAINLESS STEEL, TWIN-HELIX PLASTITE * THIRD PARTY CONTROLLED
231311206 | SCREW, SELF TAPPING, #6-18 X 3/8, PANHEAD, PHILLIPS, STAINLESS STEEL TYPE AB * THIRD PARTY CONTROLLED
231311306 | SCREW, SELF TAPPING, #8 X 3/8, PAN, PHILLIPS, STAINLESS STEEL
231511903 | SCREW, MACHINE, METRIC, M2 X 5MM LONG, FLATHEAD, PHILLIPS, STAINLESS STEEL, 90 DEGREES
231514002 | SCREW, MACHINE, 2-56 X 1/8, PAN, PHILLIPS, STAINLESS STEEL
231514305 | SCREW, MACHINE, 4-40 X 5/16 PAN, PHILLIPS, STAINLESS STEEL
231514306 | SCREW, MACHINE, 4-40 X 3/8, PAN, PHILLIPS, STAINLESS STEEL
231514308 | SCREW, MACHINE, 4-40 X 1/2, PAN, PHILLIPS, STAINLESS STEEL
231514312 | SCREW, MACHINE, 4-40 X 3/4, PAN, PHILLIPS, STAINLESS STEEL
231514407 | SCREW, MACHINE, 6-32 X 7/16, PAN, PHILLIPS, STAINLESS STEEL
231514408 | SCREW, MACHINE, 6-32 X 1/2, PAN, SST
231514410 | SCREW, MACHINE, 6-32 X 5/8, PAN, PHILLIPS, STAINLESS STEEL
231514414 | SCREW, MACHINE, 6-32 X 7/8, PAN, PHILLIPS, STAINLESS STEEL
231514706 | SCREW, MACHINE, 10-32 X 3/8, PAN, PHILLIPS, STAINLESS STEEL
231515964 | SCREW, MACHINE, 3/8-16 X 2, HEX, STAINLESS STEEL
231611108 | SCREW, SELF TAPPING, #4-24X1/2 PAN HEAD,PHILLPS, STAINLESS STEEL *TYPE B * THIRD PARTY CONTROLLED
231909720 | HAND SCREW, PHENOLIC, KNURLED, BLACK CADMIUM PLATED STEEL, 10-32 X 1.0 LONG PRODUCT COMPONENTS CORP #116103
231914512 | SCREW, MACHINE, 8-32 X 3/4, PAN HEAD, SLOTTED, STAINLESS STEEL, SELF SEALING, O RING
231916710 | SHOULDER SCREW HEX SOCKET SHOULDER DIA: .248/.246 SHOULDER LENGTH: .375 .005 THREAD: 10-32 X .25
231917306 | SLOTTED SHOULDER SCREW, 4-40 X 3/8 DIA-.1245.000/-.001, 303 SST NORDEX #DAS-A1-5
232100000 | NUT, 2-56 X 3/16 HEX X 1/16 THICK STAINLESS STEEL
232109301 | NUT, HEX, 3/8-24 X 1/2 X 3/32 STAINLESS STEEL
232113000 | NUT,HEX MACHINE SCREW, 4-40 X 3/32 THICK X 1/4 HEX, STAINLESS STEEL
232114000 | NUT,HEX, 6-32 X 5/16 X 7/64, STAINLESS STEEL
232116100 | NUT, HEX, 10-32 X 3/8 X 1/8 STAINLESS STEEL
232118000 | NUT, JAM, 1/4-20 X .4375 THICK, STAINLESS STEEL
232118001 | NUT,HEX MACHINE SCREW,1/4-20 X7/16 X3/16 -1/4, STAINLESS STEEL
232119000 | JAM NUT, 5/16-18, 1/2 HEX X 3/16 THICK, STAINLESS STEEL
232119200 | NUT, JAM, 3/8-16 X .5625 THICK, STAINLESS STEEL
232119201 | NUT, HEX, 3/8-16 X .562 THICK, STAINLESS STEEL, LEFT HAND
232119702 | NUT, JAM, 5/8-18, STAINLESS STEEL
232144000 | NUT, HEX, 8-32, NYLON
232414000 | NUT, WING, 6-32, STAINLESS STEEL
232415000 | NUT, WING, 8-32 STAINLESS STEEL
232524000 | ANGLE BRACKET, 6-32 THREAD, .156 DIA. NICKEL PLATED BRASS KEYSTONE #4332
232609700 | HEX SLOTTED NUT, 1/2-20 STEEL .448/.427 THICK, .18/.15 SLOTTED WIDTH, .178/.137 SLOTTED DEPTH
232909732 | NUT, LOCK, 1 NPT, BLACK, NYLON
232910100 | NYLON INSERT LOCK NUT HEX, 4-40 STAINLESS STEEL
232914000 | NUT, LOCK, 6-32, NYLON INSERT, STAINLESS STEEL * * * THIRD PARTY CONTROLLED
232916101 | NUT, LOCK, 10-32, ELASTIC STOP, NYLON INSERT, STAINLESS STEEL
233010000 | WASHER, FLAT .116 ID X .500 OD X.020-.040 THICK STAINLESS STEEL BOKER'S PRECISION STAMPINGS
233010400 | WASHER, FLAT, #4, .125 ID X .312 OD X .032 THICK STAINLESS STEEL #MS-15795-804
233010403 | WASHER, FLAT, #4 .125 ID X .25 OD X .022 THICK STAINLESS STEEL #MS-15795-803
233010800 | WASHER, FLAT, #6 .156 ID X .375 OD X .036/.065 THICK STAINLESS STEEL
233010803 | WASHER, FLAT, #6 .156 ID X .312 OD X .027/.048 THICK STAINLESS STEEL SPECIAL-T-METAL #MS-805
233012800 | WASHER, FLAT .25 ID STAINLESS STEEL
233012801 | WASHER, FLAT, .25 ID X 1.00 OD X .049THKSTAINLESS STEEL
233019000 | WASHER, FLAT, .770 ID X .969 OD, STAINLESS STEEL
233019004 | FLAT WASHER, 1.037 .005 O.D. X .889 .005 I.D. X .057 .005 THICK, 302-304 STAINLESS STEEL. PHOENIX #B23841
233019041 | FLAT WASHER, .390 ID, .625 OD, .063 THICK (ALL TOLERANCES: .010) STAINLESS STEEL 18-8 KD FASTENERS
233041200 | WASHER, FLAT, #8,NYLON, .170 ID x .375 OD x .06 Thick
233042800 | WASHER, FLAT, .253 ID X .506 OD, .01 THICK, NYLON
233050409 | WASHER, FLAT, .12 ID X .28 OD, .06 THICK, FIBERGLASS
233060400 | WASHER, FLAT, #4 FIBER
233113600 | SPRING LOCK WASKER, 3/8, STAINLESS STEEL
233203601 | INTERNAL TOOTH LOCK WASHER 3/8 STEEL, CADMIUM OR ZINC PLATED FEDERAL SCREW PRODUCTS INC. #1315
233210000 | INTERNAL TOOTH LOCK WASHER #2 STAINLESS STEEL
233210400 | INTERNAL TOOTH LOCK WASHER #4 STAINLESS STEEL
233210800 | INTERNAL TOOTH LOCK WASHER #6 STAINLESS STEEL
233609000 | FINGER SPRING WASHER, .81 ID X 1.10 OD
233909002 | FINGER SPRING WASHER, .728OD X .344ID HIGH CARBON STEEL, 6 FINGERS FINGER HEIGHT: 1/8 ASSOCIATED SPRING #F0728-006
233911890 | CRESCENT SHAPED SPRING WASHER .8 POUNDS AT .039 DEFLECTION .189ID X .312OD
234212230 | RIVET, 1/8 X 390, BLIND, POP, GRIP RANGE .188 TO .250, STAINLESS STEEL, DOME HEAD SIZE 44, SCOVILL #ST ST 44D
234212256 | RIVET, POP, .156 X .540, STAINLESS STEEL
234232230 | RIVET, 1/8 X 1/4, BLIND, POP, GRIP RANGE .188 TO .250, ALUMINUM, DOME HEAD SIZE 44, MIDWEST BOLT & SUPPLY SCOVILL #AA44D
235919932 | EYE BOLT, 1/4-20 X 2 1/2 STAINLESS STEEL
236000812 | COTTER PIN, .125 X .75 LONG, WITH EXTENDED LEG, STEEL OR STAINLESS STEEL
236400612 | PIN, SPRING, 3/32 X 3/4 LONG, STAINLESS STEEL 18-8/302
236410405 | PIN, SPRING, 1/16 X 5/16 LONG, STAINLESS STEEL 420
236410406 | PIN, SPRING, 1/16 X 3/8 LONG, STAINLESS STEEL 18-8/302
236410408 | PIN, SPRING, 1/16 X 1/2 LONG, STAINLESS STEEL 18-8/302 * * * THIRD PARTY CONTROLLED
236410409 | PIN, SPRING, 1/16 X 9/16 LONG, STAINLESS STEEL 420
236410604 | PIN, SPRING, 3/32 X 1/4 LONG, 18-8 STAINLESS STEEL NO SPEC'S
236410614 | PIN, SPIRAL HEAVY, 3/32 X 7/8 LONG, STAINLESS STEEL 18-8/302
236410616 | PIN, SPRING, 3/32 X 1/2 LONG, STAINLESS STEEL 18-8/302
236410810 | PIN, SPRING, 1/8 X 5/8 LONG, STAINLESS STEEL 18-8/302
236910410 | PIN, SPIRAL, MED.,1/16 X 5/8 LONG, STAINLESS STEEL 18-8/302
237011200 | SPACER, .140 ID X .187 LONG X .250 OD, ALUMINUM W/CLEAR IRIDITE FINISH R.A.F. ELECRONIC HARDWARE #1123 6 A 7
237011240 | SPACER, #6, .140 ID, .187 LONG, .250 OD STAINLESS STEEL RAF ELECTRONIC HARDWARE #1123-6-SS-20
237012000 | SPACER, .140 ID X 5/16 LONG X .313 OD, ALUMINUM LYN-TRON, INC #AL6342-06-0.312
237090300 | SPACER, .115 ID X .188 LONG X .188 OD, ALUMINUM LYN-TRON, INC AL-6340-04-0.187
237090800 | SPACER, .192.010/-.000 ID X .125 LONG, 5/16 OD ROUND, ALUMINUM, PLAIN FINISH
237115000 | STANDOFF, 3/8 ROUND, 3/4 LONG, 6-32 FEMALE-FEMALE, ALUMINUM, CLEAR IRIDITE
237244816 | SPACER, .140 ID X 9/16 LONG X .250 OD, ALUMINUM, CLEAR IRIDITE
237263210 | STANDOFF, 1/4 HEX, 1 LONG, 6-32, FEMALE-FEMALE, ALUMINUM, CLEAR IRIDITE
237317000 | STANDOFF, 1/4 HEX X 1.00 LONG, MALE-FEMALE 6-32 ALUMINUM KEYSTONE ELECTRONICS #8418
237380100 | SUPPORT, PCB, .875 LONG, .31 HEX, 8-32 THREADS, NYLON
237408005 | SPACER, .125 ID X .187 LONG X .250 OD, PHENOLIC
237914610 | STANDOFF, PCB, 6-32 X .25 THREADS, TAPERED SUPPORT, FLEXIBLE LOCKING TAB, FITS .125 HOLE IN A 1/16 THICK BOARD, OVERALL LENGTH: 23/32, MATERIAL: NYLON 6/6, RMS-01 RICHCO PLASTIC CO. #SCBSM-2-01
237927000 | SUPPORT, PCB, 1.00 LONG, .31 HEX, 8-32 THREADS, NYLON
238305000 | GROMMET, 3/16 ID 7/16 OD FOR 5/16 HOLE 1/8 THICK PANEL, NEOPRENE RUBBER, BUNA-N, 50 DURO ATLANTIC INDIA RUBBER #2852
239041632 | SHEET EDGE FASTENER, 6-32
239090632 | FASTENER, WELL-NUT 6-32
239090832 | FASTENER, WELL-NUT 8-32
239100001 | SNAP BUTTON FASTENER, SINGLE BUTTON, BUTTON ID .375 X .375 INCHES TALL, FOR TUBE ID .75-1.50 INCHES, STAINLESS STEEL VALCO #0123-375 (ENVIRONMENTAL)
239100003 | FASTENER, SNAP BUTTON, .125
239313005 | INSERT, MOLD, 4-40 X .170
250000006 | ACTUATOR, 16 PORT VALVE, REFURBISHED REPLACEMENT PART, CUSTOMER IS TO RETURN DEFECTIVE PART, NO SPEC VALCO #EMTMA-CE
250000008 | ROTOR, 16 PORT VALVE, REPLACEMENT PART, NO SPEC
250000009 | ACTUATOR, 4 PORT VALVE, REFURBISHED REPLACEMENT PART, CUSTOMER IS TO RETURN DEFECTIVE PART, NO SPEC VALCO #ETMA
250000011 | ROTOR, 4 PORT VALVE, REPLACEMENT PART, NO SPEC
250000018 | ACTUATOR, 10 PORT VALVE, REPLACEMENT PART
250020000 | PRINTER RIBBON, BLACK
250041993 | TIMING BELT E A #70A199-3
250044006 | POTENTIOMETER, SERVO FEEDBACK TYPE RESISTIVE ELEMENT LUBRICATED REPLACEMENT PART FOR DATAMART AND GULTON GULTON SPEC 2-1066-RECORDER GULTON #1-108721
250070003 | STAR PRINTER MOTOR
250070005 | IC, DUAL SYNC BCD UP COUNTER 4518B
250070006 | INTEGRATED CIRCUIT MC14081BC NATIONAL #CD4081BCN
250300000 | PRINTER, DOT MATRIX, 9 PIN, 12V
250300002 | PRINT HEAD, 12VDC STAR #DP8304A . WAS: DOS 2.1 BEFORE KEYMAN/UNISYS CNVERSION
250300030 | HANDHELD COMPUTER, ZIRE 71 16MB SDRAM (13MB ACTUAL STORAGE CAPACITY) 65,000 COLORS USB CRADLE
250300033 | MOTHERBOARD, SOCKET 370 PENTIUM III COMPACT BOARD WITH LCD, ETHERNET, AUDIO,AND 4 COM'S
250300038 | TOUCHSCREEN CBA
250300052 | DC TO AC INVERTER CBA, DUAL LAMPS, USED WITH NEC #NL8060BC21-02LCD
250400004 | MODULAR MODEM, 33KBPS, V.90, 5.0VDC, FCC PART 68, -40C TO ?, SERIAL V.24 HOST INTERFACE, AT COMMAND SET
262120610 | TUBING HEAT SHRINKABLE POLYOLEFIN BLACK .125 ID X .020 WALL ONLY PURCHASE VERSAFIT OR SIMILAR DUE TOFLEXABILITY NEEDED ON 60-1144-069 PHOTOCELL APPLICATION
262220416 | TUBING HEAT SHRINKABLE POLYVINYLCHLORIDEBLACK .062 ID X .020 WALL ALPHA #FIT 105-1/16 * * THIRD PARTY CONTROLLED
270000001 | IC, OPTICALLY-COUPLED LOGIC GATE HEWLETT PACKARD #HCPL-2232
270001300 | IC, CMOS, QUAD 2 INPUT, NAND GATE, 4011B MOTOROLA #MC14011BCP RCA #4011BE NSC #4011BCN-B
270001800 | IC, MICROPROCESSOR, Z8S180
270002003 | IC QUAD 2-INPUT NOR GATE MCMOS MOTOROLA #MC14001B
270002100 | IC QUAD 2-INPUT NAND GATE TI #SN7400N
270003030 | IC, FIELD PROGRAMMABLE GATE ARRAY, 3030
270004075 | IC, TRIPLE 3 INPUT OR, 74HC4075
270005400 | IC, QUAD 2 INPUT AND, 4081B
270005600 | IC, CMOS QUAD 2-INPUT NAND SCHMITT TRIGGER MOTOROLA #14093BCP
270007170 | IC, REAL TIME CLOCK, 7170
270007400 | IC, QUAD 2 INPUT OR, 74HC32
270007401 | IC, QUAD 2 INPUT AND, 74HC08
270007403 | IC, QUAD 2 INPUT NAND, 74HC00
270007404 | IC, DUAL 4 INPUT AND, 74HC21
270007413 | IC, QUAD 2 INPUT NAND, 74HC132
270007673 | IC, BATTERY SWITCH, 7673
270010009 | IC OPERATIONAL AMPLIFIER, DUAL-IN-LINE PACKAGE (N) NATIONAL #LM10CN OUTPUT SWINGS WITHIN 15MV OF RAILS
270010122 | IC, ISOLATION AMPLIFIER, TEXAS INSTRUMENTS #ISO122P
270010258 | IC, DUAL OPERATIONAL AMPLIFIER, CA258A SGS THOMSON LM358AN TEXAS INSTRUMENTS LM358AD PHILIPS SEMICONDUCTOR LM358AN
270010300 | INTEGRATED CIRCUIT, DIP, DUAL OP AMP, MOTOROLA #LF353N TEXAS INSTRUMENT #LF353P NATIONAL #LF353N
270010301 | INTEGRATED CIRCUIT, OPERATIONAL, DIP, DUAL OP AMP TEXAS INSTRUMENTS #TL072ACP
270010324 | IC, QUAD, OP AMP, 14 PIN, LM324 SIGNETICS #LM324 MOTOROLA #LM324N
270010500 | IC, SWITCHED CAPACITOR VOLTAGE CONVERTER WITH REGULATOR, LT1054
270010601 | IC, LOW POWER OPERATIONAL AMPLIFIER, TL061
270010800 | IC OPERATIONAL AMPLIFIER ANALOG DIVICES #OP-07EN
270011013 | IC, DUAL PRECISION OPERATIONAL AMP, LT1013 TEXAS INSTRUMENTS #OPA1013CN8
270011018 | IC, MICROPOWER DUAL COMPARATOR, LT1018
270012027 | IC, PRECISION OPERATIONAL AMPLIFIER,
270012903 | IC, LINEAR DUAL VOLTAGE COMPARATOR, LOW POWER, LOW OFFSET VOLTAGE, NATIONAL #LM2903 PHILLIPS/SIGNETICS #LM2903N
270012904 | IC, DUAL OPERATIONAL AMPLIFIER, LM2904
270013180 | IC, OPERATIONAL AMPLIFIER, LT318 NATIONAL #LM318N
270016171 | IC, FEEDBACK AMPLIFIER, LM6171 LM6361
270016200 | IC, DUAL JFET OPERATIONAL AMPLIFIER, TL062 TI TL062IP LOW POWER JFET-INPUT OPERATIONAL AMPLIFIER
270016620 | IC, DUAL OPERATIONAL AMPLIFIER, LPC662
270017611 | IC, CMOS OPERATIONAL AMPLIFIER, 7612/7613
270020201 | IC, CMOS DUAL D FLIP FLOP 4013B
270021110 | IC, DIGITAL FLIP-FLOP, OCTAL 3-STATE NON-INVERTING CMOS TEXAS INSTURMENTS #SN74AHCT574N
270027401 | IC, OCTAL 3-STATE NONINVERTING D-TYPE FLIP-FLIP, 74HC574
270027474 | IC, DUAL D FLIP-FLOP, HI SPEED, CMOS WITH PRESET AND CLEAR HARRIS #CD74HC74E
270030001 | IC, DIGITAL, TTL 7407 HIGH VOLTAGE HEX BUFFER W/OPEN COLLECTOR NATIONAL #DM7407N
270030500 | INTEGRATED CIRCUIT, DIGITAL OCTAL BUFFER WITH 3-STATE OUTPOUT, LOW POWER SCHOTTKY T I #SN74LS244N MONOLITNIC MEMORIES #SN74LS 244J MOTO #SN74LS244N
270030502 | IC, DIGITAL CMOS OCTAL 3-STATE BUFFER TEXAS INSTRUMENTS #SN74AHCT244N
270030700 | IC, HEX BUFFER, 4050B
270031300 | IC, OCTAL BUFFER, 3-STATE, 74HC244
270034050 | IC, HEX BUFFER, 74HC4050
270037400 | IC, TRIPLE ANALOG MULTIPLEXER/DEMULTIPLEXER, 74HC4053
270040101 | IC, DIGITAL, TTL 7406 HEX INVERTER BUFFER/DRIVER WITH OPEN COLLECTOR HIGH VOLTAGE OUTPUTS, 14 PIN DIP NATIONAL DM7406N TI SN7406N
270040900 | IC, HEX INVERTER, TTL COMPATIBLE MOTOROLA #MC74AC04N RCA #MC74AC04N HARRIS #CD74AC04E
270047000 | IC, HEX INVERTER, SCHMITT TRIGGER, 40106B type
270047400 | IC, HEX INVERTER, 74HC04
270047401 | MOTOROLA MC74HC14AN TEXAS INSTRUMENTS SN74HC14N NATIONAL MM74HC14N
270060600 | IC HEX LEVEL SHIFTER MOTOROLA #MC14504BCP
270067400 | IC, 8 BIT SHIFT REGISTER, 74HC164
270070202 | IC, DIGITAL CMOS 3-STATE OCTAL D LATCH TI #SN74AHCT573N
270070500 | IC, 8 BIT ADDRESS LATCH, 4099B
270070600 | IC, 8 BIT ADDRESS LATCH/DECODER, 74HC259
270080301 | IC HV HIGH CURRENT DARLINGTON TRANSISTOR ARRAY ST MICROSYSTEMS PART #ULN-2803A
270097400 | IC, ANALOG MULTIPLEXER/DEMULTIPLEXER, 74HC4051
270097500 | IC, ANALOG MULTIPLEXER/DEMULTIPLEXER, 74HC4052
270107211 | IC, LCD DISPLAY DECODER/DRIVER, 7211
270107400 | IC, 3-8 DECODER/DEMULTIPLEXER, 74HC138
270107401 | IC, DUAL 1-4 DECODER/DEMULTIPLEXER, 74HC139
270107413 | IC, DIGITAL CMOS DUAL 2 20 4 LINE DECODER, TEXAS INSTRUMENTS #SN74AHCT139N
270107500 | IC, TOUCH TONE DECODER, SSI75T204
270111001 | IC MULTIMODE COUNTER LSI/CSI #LS7166
270117440 | IC HIGH SPEED CMOS 12 STAGE COUNTER HARRIS #CD74HC4040E SGS #M74HC4040B1 NSC #MM74HC4040N
270117555 | IC, CMOS TIMER, 7555
270130008 | IC, PROGRAMMABLE KEYBOARD/DISPLAY, INPUT/OUTPUT INTERFACE FOR PROCESSOR MITSUBISHI #M5L8279P-5 INTEL #P8279-5 NEC #UPD8279C-2 OBSOLETE IN THE INDUSTRY MAXIMUM CUSTOMER PURCHASE ALLOWED IS 2
270130016 | SHARP #LH5116-10/15/20
270130028 | IC, MICROPROCESSOR, DIGITAL HMOS, 8 BIT OKI #MSM80C85AHRS NOTE: "RS" PORTION OF MANFCT. PART # MEANS 40 PIN DUAL IN LINE PACKAGE (DIP) 'MAXIMUM CUSTOMER PURCHASE ALLOWED IS 2
270130030 | IC, DIGITAL CMOS MEMORY 8K X 8 BIT STATIC RAM.
270130034 | IC, PROGRAMMABLE INTERVAL TIMER INTEL #P82C54-2 HARRIS #CP82C54
270130037 | IC, PROGROMMABLE PERIPHERAL, SUPPORT MICROPROCESSOR, CHMOS, TLL
270130040 | CLOCK, WATCHDOG TIMEKEEPER, ALARM WITH MICROPROCESSOR INTERFACE * * THIRD PARTY CONTROLLED. CHANGE REQUIRESAPPROVAL OF COMPLIANCE ENGINEER
270130043 | IC, UNIVERSAL ASYNCHRONOUS RECEIVER/TRANSMITTER PLCC PACKAGE NATIONAL SEMICONDUCTOR #NS16450V TEXAS INSTRUMENT #TL16C450FN
270130045 | IC SUPPORT RS485 RECEIVER/TRANSMITTER LINEAR TECHNOLOGY LTC485CN8
270130128 | IC, 256MB SDRAM, 168 PIN, 133 MHZ
270130450 | IC, CELERON PROCESSOR FOR PGA370 SOCKET,400MHZ LOW POWER OR 433MHZ STANDARD POWER
270131465 | IC, 512K X 8 SRAM, 1465 32 DIP 600, CYCLE TIME 55NS MAX, LOW LOW POWER MAX OPERATING CURRENT 10MA STANDBY CURRENT 20UA
270132240 | IC, MODEM CHIP, RC224
270136225 | IC, 32K X 8 SRAM, 62256
270136264 | IC, 8K X 8 SRAM, HM6264LP-10 SHARP #LH5164A-10L USE 270-1300-30 FOR NEW DESIGNS AND SPARE PARTS
270136265 | IC DIGITAL MEMORY, STATIC RAM LOW POWER 1 MEGA-BIT ORGANIZED 8 BIT BY 512 KBYTE POWER 4.5 - 5.5 VOLT, PACKAGE 32 PIN DIPFOR COMMERCIAL TEMP OF 0 TO 70 CELSIUS: DATA 50 UAMP MAX & 2 VOLT MIN AND ACCESS TIME 85 NANOSECOND OR LOWER
270136418 | IC, MICROPROCESSOR, 64180
270136522 | IC, VIA, G65SC22
270136524 | IC, VIA, W65C22S
270138255 | IC, PARALLEL I/O PORT, 82C55A
270140002 | IC CMOS ANALOG MULTIPLEXER 4051B RCA'A PRODUCT #CD4051BE HAS LESS THAN 100 PICOAMPS LEAKAGE CURRENT, MC14051BCP MAY BE ALTERNATE ON SEMI #MC14051BCP
270140110 | IC, CURRENT LOOP TRANSMITTER, XTR110KP
270140187 | IC, A/D CONVERTER, MAX187
270140420 | IC, CONVERTER, 4-20/0-20MA, AD420
270140515 | IC, D/A CONVERTER, 10 BIT, 515/539
270140543 | IC, D/A CONVERTER, MAX543
270141215 | IC, DC-DC CONVERTER, 12V/-15V NMA, 1215D
270147201 | IC, PRECISION A/D CONVERTER, 7135
270147660 | IC, VOLTAGE CONVERTER, 7660 INTERSIL #IC67660CPA MAXIM #ICL7660CPA TELEDYNE #TSC7660CPA
270150001 | IC DIGITAL QUAD LINE RECEIVER, SATISFIES SPECIFICATIONS OF EIA STANDARD #RS-232CNATIONAL SEMICONDUCTOR #LM1489N
270150002 | IC DIGITAL QUAD LINE DRIVER, SATISFIES SPECIFICATIONS OF EIA STANDARD #RS-232C NATIONAL SEMICONDUCTOR #LM1488N
270150004 | IC DIGITAL CMOS QUAD LINE DRIVER MAXIM MAX1488ECPD
270150006 | IC, DIGITAL OCTAL TRANSCEIVER BIDIRECTIONAL, TRI STATE INPUT/OUTPUT NATIONAL #74ACQ245PC
270150008 | IC RS-232 RECEIVER/TRANSMITTER, VOLT POWERED MAXIM #MAX232CPE TELCOM #TC232CPE
270150011 | IC, DIGITAL CMOS, OCTAL BUS TRANSCEIVER WITH 3-STATE OUTPUTS TI #SN74AHCT245N
270150200 | IC, DUAL PRECISION MULTIVIBRATOR, 4538
270157400 | IC, DUAL PRECISION MULTIVIBRATOR, 74HC4538
270160007 | IC ANALOG TO DIGITAL CONVERTER WITH MICROPROCESSOR INTERFACE, CMOS INTERSIL #ICL7109CPL
270160011 | IC, FREQUENCY TO VOLTAGE CONVERTER, MOS NATIONAL #LM2917N, CHERRY #CS2917-D14
270160020 | IC DIGITAL TO ANALOG CONVERTER, .05% NONLINEARITY, 10-BIT 4-QUADRANT MULTIPLYING. MAXIM #MX7533 SUFFIX: KN, LN, JN, AQ, BQ,CQ,AD,BD,CD,SQ,TQ,UQ,SD,TD,UD ANALOG DEVICES PART #AD7533JN,KN,LN
270160022 | IC, ANALOG TO DIGITAL CONVERTER, 16 BIT MONOLITHIC CMOS CRYSTAL #CS5016-AP16 CRYSTAL #CS5016-BP16
270160028 | IC, ANALOG TO DIGITAL CONVERTER, 16 BIT SERIAL OUTPUT LOW POWER CONSUMPTION, .0015%FS CRYSTAL SEMICONDUCTOR CO #CS5507-AP
270169346 | IC, MEMORY, EEPROM, SERIAL, 8 PIN DIP
270170200 | IC LINEAR PROGRAMMABLE VOLTAGE REFERENCE8 PIN MINI DIP FOR PRECISE DETECTION AND GENERATION BY COMPARING
270170500 | IC, VOLTAGE REGULATOR, MAX638
270170660 | IC, VOLTAGE CONVERTER, MAX660
270171074 | IC, SWITCHING REGULATOR, LT1074 9-16V IN, 5.0V OUT
270172930 | IC, REGULATOR, 5V, LM2930
270177665 | IC, CMOS MICROPOWER OVER/UNDER VOLTAGE DETECTOR, L7665S
270190000 | IC, REAL TIME CLOCK, 72421A
270190001 | INTEGRATED CIRCUIT,VOLTAGE COMPARATOR MOS/CMOS NATIONAL #LM-339N MOTOROLA #LM339N & #LMT339N SGS #LM339N
270190008 | IC, VOLT PRECISION REFERENCE PMI #REF-02EZ BURR BROWN #REF02BG
270190011 | IC, QUAD COMPARATOR WITH PROGRAMMABLE THRESHOLD MAXIM #MAX516BCNG, #MAX516BENG #MAX516ACNG
270195550 | IC TIMER SIGNETICS #NE 555N MOTOROLA #MC1455P1 SGS #NE555N
270200001 | IC, DIGITAL DUAL FULL BRIDGE DRIVER, DC CURRENT UP TO 4 AMP, SUPPLY VOLTAGE UP TO 46 VOLT MAX
270200200 | IC, QUAD HIGH CURRENT POWER DRIVER MICROCHIP #TC4469CPD
270200202 | IC, RS232 TRANSCEIVER, MAX202
270211384 | IC TRANSCEIVER LTC1384,5 VOLT SUPPLY, 18 PIN DIP PACKAGE, RS-232 COMPATIBLE, 2 DRIVERS AND 50 UAMP SHUTDOWN WITH 2 RECEIVERS ACTIVE, 0.1 UF CAPACITORS 500 UAMP OPERATION NO LOAD, 10 KV ESD, LTC1384CN, LINEAR TECHNOLOGY/ARROW
271002370 | IC, OPERATIONAL AMP SIGNAL SUPPLY, SURFACE MOUNT, 237 * * * THIRD PARTY CONTROLLED
271007432 | IC, QUAD 2 INPUT OR, SURFACE MOUNT, 74VHC32
271027402 | IC, OCTAL D-TYPE FLIP-FLOP, 3-STATE OUTPUTS, 20 PIN PACKAGE VERY HIGH SPEED CMOS (VHC), SURFACE MOUNT FAIRCHILD #74VHC574M
271031500 | IC, QUAD BUFFER, SURFACE MOUNT, 74VHC125 * * * THIRD PARTY CONTROLLED
271040700 | IC, SIX LOGIC INVERTERS, EACH CIRCUIT CONTAINS A SCHMITT TRIGGER,SURFACE MOUNT TI #SN74HC14D
271120002 | IC, SERIAL FLASH MEMORY, 3 VOLT, 4 MEGABIT (512K X 8-BIT), 28 PIN TSOP SURFACE MOUNT PACKAGE, 2048 PAGES (264 BYTES/PAGE) ATMEL #AT45DB041B-TI
271120011 | IC, DIGITAL MEMORY, STATIC RAM, LOW POWER, 4 MEG IN 8 X 512K, 100NS MAX,32 OIN SOP/TSOP2, SURFACE MOUNT
271133000 | IC, MICROPROCESSOR, SURFACE MOUNT, H8/3003
271145354 | IC, D/A CONVERTER, 10 BIT, SURFACE MOUNT, 5354 * * * THIRD PARTY CONTROLLED
271166210 | IC, 128K X 8 SRAM, SURFACE MOUNT
271171121 | IC, VOLTAGE REGULATOR, 150MA, LDO, SURFACE MOUNT, LT1121-5 * * * THIRD PARTY CONTROLLED
271171475 | IC, VOLTAGE REGULATOR, ADJUSTABLE SWITCH, SURFACE MOUNT,LTC1474* * RECOMMENDED UPGRADE 279020014 THIRD PARTY CONTROLLED
271194230 | IC, REAL TIME CLOCK, SURFACE MOUNT, 72423 * * * THIRD PARTY CONTROLLED
271210483 | IC TRANSCEIVER RS485 AND RS422, 250KBPS 5 VOLT SUPPLY 1MA NO LOAD OR 10UA STDBY HALF DUPLEX, ESD PROTECTED TO 15KV 8 PIN SOIC SURFACE MOUNT PACKAGE * THIRD PARTY CONTROLLED
271210484 | IC TRANSCEIVER RS485/RS422, LOW POWER 5 VOLT SUPPLY 60 MICROAMP RECEIVE ONLY 360 MICROAMP TRANSMIT ENABLE NO LOAD HALF DUPLEX 250KBPS, 15KV HBM ESD RATED 8 PIN SOIC SURFACE MOUNT PACKAGE THIRD PARTY CONTROLLED
271900291 | IC, 8TH ORDER, LOWPASS, SWITCHED CAPACITOR FILTER, SURFACE MOUNT SO-8 MAXIM #MAX291ESA * * THIRD PARTY CONTROLLED
279001233 | IC, RESET, 5V, DS1233
279010000 | PIEZOELECTRIC AUDIBLE DEVICE @ 4KHZ
279020007 | IC, VOLTAGE REGULATOR -15V FIXED OUTPUT, 1.5 AMP MAX CURRENT, TO-220 CASE NATIONAL #LM7915CT NATIONAL #LM320T-15
279020014 | INTEGRATED CIRCUIT VOLTAGE REGULATOR, ADJUSTABLE OUTPUT SWITCHING BUCK TYPE, LT1934ES6 IN S6 SURFACE MOUNT SOT-23-6, QUIESCENT 22 MICROAMP MAX 3.2-34 VOLT INAND 2 MICROAMP MAX IF SHUTDOWN PIN LOW, -40 TO 60 C OPERATIONAL TEMPERATURE
279020100 | VOLTAGE REGULATOR MOTO #MC7805CT TEXAS INSTRUMENTS #UA7805CKC MOTOROLA #LM340T-5.0 NSC # LM7805CT
279020105 | IC, VOLTAGE REGULATOR ? FIXED OUTPUT, 1.0 AMP MAX CURRENT, TO-220 CASE NATIONAL
279020337 | IC LINEAR VOLTAGE REGULATOR TO-220 CASE ADJUSTABLE NEGATIVE 1.5AMP -37VOLTS MAX NATIONAL #LM337T
279020508 | IC, LM2575T-5.0, VOLTAGE REGULATOR, SIMPLE SWITCHER STEP-DOWN, 5 LEAD TO-220(T), NS PACKAGE NUMBER TO5A NATIONAL #LM2575T-5.0
279030201 | IC, DIGITAL, CMOS, 4024E, 7 STAGE BINARY COUNTER HARRIS #CD74HC4024E
279030202 | TI #CD4040BE FSC #CD4040BCN MOTO #MC14040BCP
279040300 | IC TIMER CMOS ICM7555 IPA LOW POWER GENERAL PURPOSE TIMER TEXAS INSTRUMENTS #TLC555CP MAXIM ICM7555IPA OTHER SOURCES MUST BE 940-016 VOLTAGE COMPATIBLE PINS 4 & 5 E.B.
279060000 | IC, OPTOCOUPLER, H11L1 FAIRCHILD #H11L1-M
279060111 | IC, OPTO ISOLATOR, 6-PIN DIP PACKAGE FAIRCHILD #MOC8020 FAIRCHILD #MOC8021
279060301 | IC, LM317T, VOLTAGE REGULATOR, VARIABLE, 3 TERMINAL * * THIRD PARTY CONTROLLED. CHANGE REQUIRESAPPROVAL OF COMPLIANCE ENGINEER
279060800 | IC, VOLTAGE REGULATOR, 78LO5
279061100 | IC, OPTOCOUPLER, AC, H11AA1 * * THIRD PARTY CONTROLLED
279080002 | INTEGRATED CIRCUIT, VOLTAGE REGULATOR 12 VOLTS. MOTOROLA #MC7812CT. NATIONAL #LM340T-12
279100000 | IC MICROCONTROLLER, 68 PIN PLCC PACKAGE
279100006 | IC, 8 BIT MICROCONTROLLER, CMOS ATMEL #ATTINY12-8PC, ATTINY12-8PI ATTINY12L-4PC, ATTINY12L-4PI
279172950 | IC, MICROPOWER VOLTAGE REGULATOR, LP2950
290002100 | TUBE DRYING, 4", BEL-ART #F19960
291000080 | CAP WITHOUT LINER, 5 GALLON, POLYPROPYLENE
291001105 | TUBE CLOSURE W/OPEN TOP, BLACK PHENOLIC,SCREW THREAD, FOR GPI THREAD 18-400 VWR #66010-683
292003800 | SYRINGE, GLASS, 30CC IN 1 CC GRADUATIONS LUER-LOCK TIP W/O NEEDLE POPPER SONS #5047
299000001 | TUBING CUTTER, FOR POLYMER TUBING CUTS 1/16" & 1/8" TUBING UPCHURCH #A-327
299000103 | STIR BAR-STAR SHAPED TEFLON ENCAPSULATEDMAGNET, 3/8 DIAMETER,
299000104 | STIR BAR-STAR SHAPED TEFLON ENCAPSULATEDMAGNET, 3/4 DIAMETER,
299000900 | DIAPHRAGM REPLACEMENT KIT (PLUNGER WITH TFE DIAPHRAGM) FOR TAKASAVO VALVE MTV-21-1/4UF-1, ISCO #692133122 & 692133418 TAKASAVO ELECTRIC INC.
299001303 | BOTTLE CAP
299001508 | BOTTLE, 8OZ, WITH CAP, NALGENE
299001804 | SEPTA, FLAT DISK, 55MIL THICK SILICONE RUBBER WITH 5MIL THICK TEFLON FACING, TO FIT 18-425 CLOSURE 16MM DIAMETER
304000103 | STEPPER MOTOR, 1.8 STEPS PER REVOLUTION, 3.6VDC, .25 DIA SINGLE SHAFT2 AMPS/PHASE
304230009 | FAN MOTOR, 9W, 115V
304230100 | FAN ASSEMBLY, MARVEL 42241318 CONSISTS OF NEW STYLE FAN MOTOR MOUNTINGBRACKET AFFECTIVE APPROX. 3/99 ADD NOTICE SHEET 60-2723-070 TO FAN ASSYCARTON AT ISCO RECEIVING
304943400 | GEAR MOTOR, 12VDC, 19.7:1, GM9413J682-R1
306100263 | REPLACEMENT MOTOR BRUSH W/SPRING PITTMAN #80-47-1
306100275 | PUMP-MOTOR ASSEMBLY, FOR 100V OR 117V FLUID METERING INC. PUMP DRIVE QG400 ANDPUMP MODULE Q1-SSY W/O FITTINGS. PUMP DRIVE AND MODULE ASSEMBLED TOGETHER RETAIN PACKAGING AND INSTRUCTIONS WITH PUMP FOR RESHIPPING
306100278 | PUMP HEAD ASSEMBLY 1/4 DIA PISTON FMI #Q1SSY
306100281 | PUMP HEAD ASSEMBLY 3/8 DIA PISTON
306100282 | AIR PUMP 12VDC
310012005 | POWER LINE FILTER, 5A@ 120VAC
319000221 | SENSOR-OPTICAL INTERUPTER QUALITY TECHNOLOGIES H21A2
319000222 | OPTICAL INTERRUPTER, SENSOR FAIRCHILD SEMICONDUCTOR #H22A2
319000256 | SENSOR, INTEGRATED PHOTODIODE PHOTOLOGIC SCHMITT TRIGGER LINEAR AMP BUFFER W/TOTEM POLE OUTPUT TRW OPTRON #OPL562SLA
319000384 | OPTICAL SWITCH, SLOTTED, SIDE MOUNT, 24" #26 AWG WIRE, SENSOR .010 APERTURE
319000387 | OPTICAL SWITCH, EMITTING DIODE W/SENSOR NPN SILICON PHOTOTRANSISTOR OPTEK #OPB870T51
319000806 | PHOTOLOGIC OPTICAL FLAG SWITCH
319000900 | SEMICONDUCTOR GAS SENSOR, DETECTING ORGANIC SOLVENT VAPOR FIGARO #TGS-822
319003000 | SENSOR TACHOMETER ENCODER W/METAL CODEWHEEL AGILENT #HEDS-5500-A06
319004000 | SENSOR TACHOMETER ENCODER W/METAL CODEWHEEL 200 LINE
321000001 | LENS, CLIPLITE RED TRANSPARENT VISUAL COMMUNICATIONS #SMB 200 RTP
323000000 | USB FIBER OPTIC SPECTROMETER UV SPECTROMETER, USB CONTROL, #5 GRATING25 MICRON SLIT, BANDWIDTH: 180 - 500 NM
330350050 | LAMP, INDICATOR, RED
340200602 | ALKALINE LANTERN BATTERY, 6V * * THIRD PARTY CONTROLLED, CHANGE REQUIRES APPROVAL OF COMPLIANCE ENGINEER
340200900 | BATTERY, 9 VOLT
340201202 | NICKEL-METAL HYDRIDE (NIOOH) BATTERY 2.4V RECHARGEABLE VARTA #55615-702-012 (WAS NI-CAD VARTA #55611-702-012 CHANGEDTO ABOVE 8-12-97)
340500000 | BATTERY, 2/3A LITHIUM, PCB,NON-HAZARDOUSMEETS SPECIAL PROVISION A45 * * * THIRD PARTY CONTROLLED
340503000 | BATTERY, 0.3 AMP-HOUR LITHIUM COIN CELL,MEMORY BACKUP APPLICATION, 15 YEAR LIFE 3 VOLT NOMINAL, 0.3% YEAR SELF DISCHARGE-40 TO 85 CELSIUS OPERATING TEMPERATURE * THIRD PARTY CONTROLLED
341000211 | POWER SUPPLY, SWITCHING, 80 WATTS, LINE INPUT: 85-264 VAC, OUTPUT: , ?, ?, -12V POWER-ONE #MAP110-4200
341000216 | POWER SUPPLY, DUAL OUTPUTS, INPUT: 90-264 VOLTS A/C OUPUTS: 24 VOLTS AND 12 VOLTS OUTPUT POWER: 125 WATTS
341000221 | POWER SUPPLY, INPUT:85-265VAC OUTPUTS:, ?, ? OUTPUT POWER:68W CONVECTION COOLED
341000222 | SINGLE/QUAD OUTPUT AC/DC POWER SUPPLY, INPUT: 90-264 VAC OR 120-370 VDC, OUTPUTS: , ?, ?, -24V, OUTPUT POWER: 80W CONVECTION COOLED
341000223 | POWER SUPPLY, SINGLE OUTPUT, INPUT: 90-264 VOLTS A/C, OUPUT: 9 VOLTS, OUTPUT POWER: 40 WATTS THIRD PARTY CONTROLLED
342000101 | VOLTAGE REGULATOR, NEGATIVE 5 VOLTS, MOTOROLA MC79L05ACP NATIONAL #LM79L05ACZ FAIRCHILD #LM79L05ACZ
360100100 | RELAY, DPDT, 6VDC, PCB MOUNT * * * THIRD PARTY CONTROLLED. CHANGE REQUIRES APPROVAL OF COMPLIANCE ENGINEER
360101203 | RELAY, SPDT, 12V, 20A, PCB MOUNT
360102403 | RELAY, SPDT, 24VDC * * CSA CERTIFIED THIRD PARTY CONTROLLED. CHANGE REQUIRESAPPROVAL OF COMPLIANCE ENGINEER
360302405 | RELAY, DPDT, 24VDC, MINIATURE CONTACT RATING; 2A @30VDC, 0.6A @125VAC 16 DUAL IN-LINE PINS
360312130 | RELAY, 12VDC, ALLIED 654-0507
362101225 | RELAY, 12VDC, TWO COIL LATCHING
362906000 | RELAY, SOLID STATE, 24-280VAC, 2A, CRYDOM D2W202F
365300500 | RELAY, MINIATURE, DPDT, NOMINAL VOLTAGE: 4.5V NOMINAL OPERATING CURRENT: 22MA PRINTED CIRCUIT BOARD MOUNT
365301200 | RELAY, PRINTED CIRCUIT MOUNT, 12 VOLT COIL, DOUBLE POLE, DOUBLE THROW * * THIRD PARTY CONTROLLED. CHANGE REQUIRESAPPROVAL OF COMPLIANCE ENGINEER
366000100 | SOLID STATE RELAY, SPST, 25AMP, 120/240 VOLT, 3-30VDC CONTROL * * THIRD PARTY CONTROLLED. CHANGE REQUIRES APPROVAL OF COMPLIANCE ENGINEER
369900500 | RELAY, 5VDC, SIP
371200160 | RESISTOR, METAL FILM, 1/4 WATT @ 70C, 1 KILOHM, 1%, 100PPM/DEGREE C SEE 371299999 FOR SPECS
371200170 | RESISTOR, METAL FILM, 1/4 WATT @ 70C, 10 KILOHM, 1%, 100PPM/DEGREE C SEE 371299999 FOR SPECS
371200180 | RESISTOR, METAL FILM, 1/4 WATT @ 70C, 100 KILOHM, 1%, 100PPM/DEGREE C SEE 371299999 FOR SPECS
371202060 | RESISTOR, METAL FILM, 1/4 WATT @ 70C, 20 KILOHM, 1%, 100PPM/DEGREE C SEE 371299999 FOR SPECS
371210000 | RESISTOR, METAL FILM, 1/4 WATT @ 70C, 100 OHM, 1%, 100PPM/DEGREE C SEE 371299999 FOR SPECS
371210560 | RESISTOR, METAL FILM, 1/4W, 105 KILOHM, 1%
371218700 | RESISTOR, METAL FILM, 1/4 WATT @ 70C, 1.87 KILOHM, 1%, 100PPM/DEGREE C SEE 371299999 FOR SPECS
371219160 | RESISTOR, METAL FILM, 1/4 WATT @ 70C, 191 KILOHM, 1%, 100PPM/DEGREE C SEE 371299999 FOR SPECS
371221560 | RESISTOR, METAL FILM, 1/4 WATT @ 70C, 215 KILOHM, 1%, 100PPM/DEGREE C SEE 371299999 FOR SPECS
371232460 | RESISTOR, METAL FILM, 1/4 WATT @ 70C, 324 KILOHM, 1%, 100PPM/DEGREE C SEE 371299999 FOR SPECS
371247090 | RESISTOR, METAL FILM, 1/4W, 4.75 MEGOHM, 1%
371249940 | RESISTOR, METAL FILM, 1/4 WATT @ 70C, 4.99 KILOHM, 1%, 100PPM/DEGREE C SEE 371299999 FOR SPECS
371249950 | RESISTOR, METAL FILM, 1/4 WATT @ 70C, 49.9 KILOHM, 1%, 100PPM/DEGREE C SEE 371299999 FOR SPECS
371249960 | RESISTOR, METAL FILM, 1/4 WATT @ 70C, 499 KILOHM, 1%, 100PPM/DEGREE C SEE 371299999 FOR SPECS
371251130 | RESISTOR, METAL FILM, 1/4W, 511 OHM, 1%
371264940 | RESISTOR, METAL FILM, 1/4 WATT @ 70C, 6.49 KILOHM, 1%, 100PPM/DEGREE C SEE 371299999 FOR SPECS
371268150 | RESISTOR, METAL FILM, 1/4 WATT @ 70C, 68.1 KILOHM, 1%, 100PPM/DEGREE C SEE 371299999 FOR SPECS
371284550 | RESISTOR, METAL FILM, 1/4W, 84.5 KILOHM, 1%
371300150 | RESISTOR, CARBON FILM, 1/4 WATT @ 70C, 100 OHM, 5% SEE 371399999 FOR SPECS
371304730 | RESISTOR, CARBON FILM, 1/4 WATT @ 70C, 47 OHM, 5% SEE 371399999 FOR SPECS
371400170 | RESISTOR, CARBON FILM, 1/4 WATT @ 70C, 10 KILOHM, 5% SEE 371399999 FOR SPECS
371400180 | RESISTOR, CARBON FILM, 1/4 WATT @ 70C, 100 KILOHM, 5% SEE 371399999 FOR SPECS
371400190 | RESISTOR, CARBON FILM, 1/4 WATT @ 70C, 1 MEGOHM, 5% SEE 371399999 FOR SPECS
371401140 | RESISTOR, CARBON FILM, 1/4W, 110 OHM, 5%
371401540 | RESISTOR, CARBON FILM, 1/4 WATT @ 70C, 15 OHM, 5% SEE 371399999 FOR SPECS
371402240 | RESISTOR, CARBON FILM, 1/4 WATT @ 70C, 220 OHM, 5% SEE 371399999 FOR SPECS
371402270 | RESISTOR, CARBON FILM, 1/4 WATT @ 70C, 220 KILOHM, 5% SEE 371399999 FOR SPECS
371402770 | RESISTOR, CARBON FILM, 1/4 WATT @ 70C, 270 KILOHM, 5% SEE 371399999 FOR SPECS
371403930 | RESISTOR, CARBON FILM, 1/4 WATT @ 70C, 39 OHM, 5% SEE 371399999 FOR SPECS
371404740 | RESISTOR, CARBON FILM, 1/4 WATT @ 70C, 470 OHM, 5% SEE 371399999 FOR SPECS * THIRD PARTY CONTROLLED. CHANGE REQUIRESAPPROVAL OF COMPLIANCE ENGINEER
371404750 | RESISTOR, CARBON FILM, 1/4 WATT @ 70C, 4.7 KILOHM, 5% SEE 371399999 FOR SPECS
371404760 | RESISTOR, CARBON FILM, 1/4 WATT @ 70C, 47 KILOHM, 5% SEE 371399999 FOR SPECS
371405150 | RESISTOR, CARBON FILM, 1/4W, 5.1 KILOHM, 5%
371405160 | RESISTOR, CARBON FILM, 1/4W, 51 KILOHM, 5%
371456250 | RESISTOR, METAL FILM, 1/4 WATT @ 70C, 5.62 KILOHM, 1%, 100PPM/DEGREE C SEE 371299999 FOR SPECS
371600150 | RESISTOR, METAL FILM, 1/4W @70C, 100 OHM, .1%, 25PPM ROHS COMPLIANT
371957650 | RESISTOR, METAL FILM, 1/4W, 57.6 OHM, .1%
372249920 | RESISTOR, METAL FILM, 1/2 WATT @ 70C, 49.9 OHM, 1%, 100PPM/DEGREE C SEE 372299999 FOR SPECS
372403320 | RESISTOR, CARBON FILM, 1/2W, 3.3 OHM, 5%
372404740 | RESISTOR, CARBON FILM, 1/2 WATT @ 70C, 470 OHM, 5% SEE 372499999 FOR SPECS
373400130 | RESISTOR, CARBON FILM, 1W, 1 OHM, 5%
373403320 | RESISTOR, METAL OXIDE, 3.3 OHM, 5%
373407530 | RESISTOR, METAL OXIDE, 1W, 75 OHM, 5%
374200140 | RESISTOR, WIREWOUND, 2W, 10 OHM, 1%, SURFACE MOUNT GENERIC USE VISHAY/DALE #WSC-2-10-1-R86 OR EQUIVALENT
374206820 | RESISTOR, 2 WATT @ 25C, 6.81 OHM, 1%, 100PPM/DEGREE C DALE #W80S6R81FRJ KOA #RSS-2 6.81 OHM
374301220 | RESISTOR, METAL OXIDE, 1.2 OHM, 2 WATT @ 70C, 5% THROUGH-HOLE RESISTOR
374304720 | RESISTOR, WIREWOUND, 2 WATT @ 70C, 4.7 OHM, 5%, 400PPM/DEGREE C IRC #BWH-4.7 OHM
374306220 | RESISTOR, WIREWOUND, 2 WATT @ 70C, 6.2 OHM, 5%, 400PPM/DEGREE C TRW/IRC #BWH 6.2 OHM
374400140 | RESISTOR, CARBON FILM, 2W 100 OHM, 5%
374407540 | RESISTOR, METAL OXIDE, 2W, 75 OHM, 5% * * * THIRD PARTY CONTROLLED. CHANGE REQUIRES APPROVAL OF COMPLIANCE ENGINEER
375300181 | RESISTOR NETWORK 100 KILOHM 5% TOLERANCE1/10 WATT EACH OF 19 ELEMENTS CONNECTINGTO SINGLE COMMON PIN, SURFACE MOUNT SMALL OUTLINE WIDE BODY 20 PIN PACKAGE * THIRD PARTY CONTROLLED
376300540 | RESISTOR, WIREWOUND, 5 WATT @ 25C, 50 OHM, 5% MEMCOR # SL5-50-3
376302520 | RESISTOR, WIRE WOUND, 5.25 WATT, 25 OHM 5% TYPE PC-58 RADIAL LEAD OHMITE #5857
379200140 | RESISTOR, METAL FILM, 1/10W, 10 OHM, 1%, SURFACE MOUNT * * THIRD PARTY CONTROLLED. CHANGE REQUIRES APPROVAL OF COMPLIANCE ENGINEER
379200290 | RESISTOR, 0805 SURFACE MOUNT PACKAGE, 2.0 MEGOHM 1% TOLERANCE, 1/10 WATT, -40 TO 60 C OPERATIONAL TEMPERATURE, VISHAY/DALE CRCW08052004FRT1 TYPE, * THIRD PARTY CONTROLLED
379300142 | RESISTOR, METAL FILM, 3W, 10 OHM, 5%
379300531 | RESISTOR, WIREWOUND, 3W, 5 OHM, 5%
379302240 | RESISTOR, 3 WATT, 220 OHM, 5%, 1/4 DIA WIREWOUND
379914700 | POSISTOR, 125 VOLT, 1.7 AMP, 4.7 OHM MURATA #PTGL18AR4R7M6B72B0
380951070 | POTENTIOMETER, 2W, 3/4 TURN, 10 KILOHM PRECISION PART #RV4NAYSD103A
380952070 | POTENTIOMEER 20K OHM 2 WATT LINEAR CLAROSTAT #53-C1-20K
400001000 | BRIDGE RECTIFIER, 10 AMP, 100 VOLT * * * THIRD PARTY CONTROLLED. CHANGE REQUIRESAPPROVAL OF COMPLIANCE ENGINEER
400001045 | DIODE, SCHOTTKY, MBR745/1045 * * * THIRD PARTY CONTROLLED. CHANGE REQUIRESAPPROVAL OF COMPLIANCE ENGINEER
400001500 | DIODE, SCHOTTKY, 1N5818
400005300 | DIODE, SCHOTTKY, 0.625 AMP, 30 VOLT SURFACE MOUNT SOD-123/CASE 425 PACKAGE, AT -40C TO 60C OPERATIONAL TEMPERATURE, RATED 0.625 AMP AVERAGE FORWARD CURRENT * THIRD PARTY CONTROLLED
400015101 | DIODE ULTRA FAST RECTIFIER, 15 AMPS, 150V PEAK INVERSE VOLTAGE 200V PEAK INVERSE VOLTAGE
400015400 | RECTIFIER DIODE, 3 AMP, 50 PIV, MOTOROLA 1N5400
400015817 | SHOTTKY DIODE 1N5817, 1A RECTIFIER * * * THIRD PARTY CONTROLLED. CHANGE REQUIRESAPPROVAL OF COMPLIANCE ENGINEER
400015819 | SHOTTKY DIODE, 1N5819, 1 AMP RECTIFIER MOTOROLA #1N5819 MICRO SEMICONDUCTOR IN5819 GS #1N5819
400072000 | DIODE ARRAY, ELECTRONIC PROTECTION ARRAYFOR ESD AND OVERVOLTAGE, 14 CIRCUITS HARRIS SP720AP
400091400 | DIODE, SILICON, 1N914 GENERAL SEMICONDUCTOR
400200501 | DIODE, TRANSZORB, 5V, MAX CLAMP 9.2V, STAND-OFF VOLTAGE: 5.0V,PEAK POWER 400W SURFACE MOUNT CASE: JEDEC DO-214AV/SMAJ MIN BREAKDOWN: 6.4V@10MA, UNIDIRECTIONAL* THIRD PARTY CONTROLLED
400214002 | DIODE, 1N4002
400214713 | ZENNER DIODE IN4744A ON SEMICONDUCTOR PART #1N4744A FAIRCHILD SEMICONDUCTOR PART #1N4744A
400215001 | DIODE, TRANSZORB, 15V, MAX CLAMP: 25V, STAND-OFF VOLTAGE: 15V, PEAK POWER: 600WSURFACE MOUNT CASE: JEDEC DO-214AA, MIN BREAKDOWN: 16.7V@1MA, UNIDIRECTIONAL* THIRD PARTY CONTROLLED
400215201 | DIODE, ZENER, 1N5229B, 4.3 VOLTS 5.0 % TOLERANCE, 500 MILLIWATTS
400215202 | DIODE, ZENER, 1N5232B, 500MW, 5.6 VOLT 5% TOLERANCE
400215208 | DIODE, ZENER, IN5234B, 500MW, 6.2 VOLT,5% TOLERANCE
400215211 | DIODE, ZENER, 1N5230B, 500MW, 4.7 VOLT, 5% TOLERANCE ON SEMI #1N5230B
400215219 | DIODE, ZENER, 39 VOLT, 5% 1 WATT CONTINUOUS, 98 WATT SURGE @ 1MS
400217530 | DIODE, ZENER, 6.2V, 1N753A
400247000 | DIODE, TRANSZORB, 15V, CTE-15
400252300 | DIODE, ZENER, 5.6 VOLT, 5% TOLERANCE, 1/2 WATT SOD-123/425 CASE SURFACE MOUNT,-40C TO 60C OPERATIONAL TEMPERATURE, MAX LEAKAGE 5 MICROAMP AT 3.0 VOLTS, * THIRD PARTY CONTROLLED
400259100 | DIODE, ZENER, 5.6 VOLT 5% TOLERANCE, 3 WATT SMB-J/403A-03 SURFACE MOUNT, -40 TO 60 C OPERATIONAL TEMPERATURE, MAX LEAKAGE 5 MICROAMP AT 3 VOLTS, * THIRD PARTY CONTROLLED
400263000 | DIODE, TRANSZORB, 30V, P6KE30C
400263840 | DIODE, TRANSZORB, 15V, BIDIRECTIONAL
400267500 | DIODE, TRANSZORB, 7.5V, P6KE7.5
400268000 | DIODE, TRANSZORB, 24V, 1.5KE24C ON SEMI 1.5KE24C OR CA GENERAL SEMICONDUCTOR
400417000 | LIGHT EMITTING DIODE, RED, 1.8V, 1.8MA AGILENT #HLMP-1700 * * THIRD PARTY CONTROLLED
400420032 | DISPLAY, LIQUID CRYSTAL, 16 CHARACTERS, 2 LINES, BACKLIT
400420040 | DISPLAY, LIQUID CRYSTAL, 20 CHARACTER, 4 LINES, BACKLIT OPTREX #DMC20481 NY-LY-ABE
400420300 | DISPLAY, LIQUID CRYSTAL, 20 CHARACTER, 2 LINES * * THIRD PARTY CONTROLLED. CHANGE REQUIRES APPROVAL OF COMPLIANCE ENGINEER
400420302 | DISPLAY, LIQUID CRYSTAL, BLACK/WHITE, 20 CHARACTER, 2 LINES, BACKLIT (WHITE LED)
400420303 | DISPLAY, LIQUID CRYSTAL, 160x32 DOTS, BACKLIT (WHITE LED)
400424001 | INFRARED EMITTING DIODE SIEMENS #LD271
400477030 | VARISTOR, METAL OXIDE, 30V
400601500 | DIODE, TRANSZORB, 15V, MAX CLAMP 24V STANDOFF VOLTAGE: 5V, PEAK POWER: 300W MIN BREAKDOWN: 16.7@ 1MA, UNIDIRECTIONALSURFACE MOUNT CASE: JEDEC SOT23 * THIRD PARTY CONTROLLED
400830000 | VARISTOR, METAL OXIDE, 250V
400940302 | LIGHT EMITTING DIODE, BI-COLOR RED-GREEN* * * THIRD PARTY CONTROLLED. CHANGE REQUIRESAPPROVAL OF COMPLIANCE ENGINEER
401015000 | DIODE, SILICON RECTIFIER, 1N5060 GE #1N5060
401035001 | BRIDGE RECTIFIER, 35AMP, 100VOLT WIRE LEADS
401056200 | DIODE, 1N5624
401082100 | DIODE, POWER RECTIFIER, 5/6A, 100/200V
401327000 | THYRISTOR SURGE PROTECTOR, FCC PART 68, UL 1950, ITU K.20/21/45, BREAKDOWN VOLTAGE 270VDC & 370VAC WITH HOLD CURRENT OF 175MA, SURFACE MOUNT
402001400 | TRANSISTOR, NPN MPS-A14, SILICON DARLINGTON AMPLIFIER #MPS-A14
402008400 | TRANSISTOR, P-CHANNEL MOSFET, BSS84, SOT-23 SURFACE MOUNT PACKAGE, 30V, 0.075A, 0.2W, 15 OHM R-DS ON SEMICONDUCTOR #BSS84LT1 PHILLIPS #BSS84T/R FAIRCHILD #BSS84
402012100 | TRANSISTOR, NPN DARLINGTON POWER, TIP121
402018100 | TRANSISTOR, NPN, 60V, 3A, MJE181/182
402023442 | TRANSISTOR SILICON NPN HIGH POWER VOLT
402023700 | TRANSISTOR, SILICON, PNP, 2N3702
402023701 | TRANSISTOR, SILICON, NPN, 2N3704
402023702 | TRANSISTOR, SILICON, NPN, 2N3707
402024000 | TRANSISTOR, SILICON, PNP, 2N4058 NEW JERSEY SEMICONDUCTORS PRODUCTS INC.
402024900 | TRANSISTOR, PNP, 80V, 3A, 2N4920
402025801 | TRANSISTOR, 2N5881/2N5882
402026292 | TRANSISTOR SILICON NPN POWER ON SEMICONDUCTOR PART #2N6292
402035000 | TRANSISTOR, NPN, 50V, 7A, 2N6290 * THIRD PARTY CONTROLLED
402036000 | TRANSISTOR, 2N6109
402042000 | TRANSISTOR, P-CHANNEL MOSFET, 10A, 20V, SO-8 SURFACE MOUNT PACKAGE, 2.5W, 12V V-GS CONTINUOUS, 0.015 OHM R-DS, 0.5 TO 2.5V V-GS THRESHOLD, 12 V-GS MAX * THIRD PARTY CONTROLLED
402049541 | TRANSISTOR, P-CHANNEL MOSFET, IRF9540/1/3
402064000 | FIELD EFFECT TRANSISTOR, POWER, TMOS N-CHANNEL ENHANCEMENT-MODE, 150 VOLT MOTOROLA, INTERNATIONAL RECTIFIER, SILICONIX OR HARRIS #IRF640 OR IRF641 NOT COMPATIBLE WITH SAMSUNG ISCO PART 402-0640-01
402066700 | TRANSISTOR, N-CHANNEL MOSFET, 10A, 30V, SO-8 SURFACE MOUNT PACKAGE, 2.5W, 20V V-GS CONTINUOUS, 0.015 OHM R-DS, 1.0 TO 2.5V V-GS THRESHOLD ON-SEMI MMSF3300R2, FAIRCHILD FDS6670A, VISHAY-SILICONIX SI4822DY-T1
402080001 | TRANSISTOR, NPN, 60V, 4A, MJE800/1/2/3
402096400 | FIELD EFFECT TRANSISTOR, POWER MOSFET P-CHANNEL, 150 VOLT, 11 AMP NOT COMPATIBLE WITH SAMSUNG ISCO PART 402-0964-01
402120800 | TRANSISTOR, N-CHANNEL MOSFET, 80V, 12A MOTOROLA #MTP12N10L HARRIS #RFP12N10L WAS 12N08L
402300600 | TRANSISTOR, N-CHANNEL POWER MOSFET, 30 AMP, 60 VOLTS, TO-220AB PACKAGE
402401300 | SENSOR, OPTICAL INTERRUPTER, H21A1 FAIRCHILD #H21A1
402402000 | SENSOR, OPTICAL INTERRUPTER, 6V, OPB892T55
402410300 | PHOTOTRANSISTOR SENSOR OPTEK #OP593A
402485000 | OPTICAL SWITCH, SLOTTED, SIDE MOUNT, 24" #26 AWG WIRE, SENSOR .050 APERTURE
402900200 | RELAY, SOLID STATE, POWER, 36V VERTICAL PIN FORM FACTOR ST MICROELECTRONICS #VN02AN ST MICROELECTRONICS #VN02N
402912001 | TRANSISTOR, POWER FET, N-CHANNEL TMOS ON SEMICONDUCTOR #MTP15N06V INTERSIL #RFM15N06
402927000 | TRANSISTOR, MOSFET, 60V, N-CHANNEL, 5 OHM, 200 MILLIAMP DRAIN CURRENT
402927001 | TRANSISTOR, DMOS FET, 60V, N-CHANNEL, SOT-23 SURFACE MOUNT PACKAGE, 0.75A, 0.2W, 15 OHM R-DS
409900503 | INSULATOR, SILICONE WITH BORON NITRIDE, TO 220 SEMI-CONDUCTOR CASE CHOMERICS #60-11-8302-1678 BERGQUIST #1009-35 OR #1009-54
409900600 | WASHER NYLON MOUNTING TO ACCEPT #4 SCREW FIT INSIDE TO-220 CASE TRANSISTOR MOTOROLA #B51547F019 RCA #DF137A OR KH3436 THERMALLOY #7721-15N
409901500 | HEATSINK, THERMALLOY 6107B-14
410010700 | SWITCH, MICRO, SPDT, LEVER ACTUATOR CHERRY #E61-10H
410012000 | SWITCH, MICRO, SPDT, 3A, 125/250VDC * * * THIRD PARTY CONTROLLED. CHANGE REQUIRESAPPROVAL OF COMPLIANCE ENGINEER
410012005 | SWITCH, ACTUATOR, SPDT, 10.1A, 1/4HP WITH HINGED LEVER
410012100 | SWITCH FOR STAR PRINTER
410100001 | SWITCH TACTILE MINIATURE
410110001 | PUSH BUTTON SWITCH, MOMENTARY ACTION, SPDT, PCB MOUNT, WITH BLACK CAP C COMPONENTS #8125-AV2-D9/CAP#8018-2 OR #8125-SD9-AV2-B-E
410110201 | SWITCH, PUSHBUTTON, SNAP ACTION LARGE BLACK BUTTON. * * THIRD PARTY CONTROLLED. CHANGE REQUIRESAPPROVAL OF COMPLIANCE ENGINEER
410281000 | SWITCH, ROTARY, 1 POLE, 12 POSITION
410330300 | SLIDE SWITCH, DOUBLE POLE DOUBLE THROW LOCKING, PRINTED CIRCUIT MOUNT
410390403 | SWITCH, SLIDE, PRINTED CIRCUIT MOUNT, MOMENTARY ACTION, DOUBLE POLE, 3 THROW SWITCHCRAFT #46313TDR WITH 15/64 TERM AND WITH KNOB HEIGHT .500 IN.
410394010 | SWITCH SLIDE DP 3T 3 POSITION
410480812 | SWITCH ROTARY DUAL-IN-LINE PACKAGE BINARY-CODED-DECIMAL W/LOBED WHEEL 3 IN-LINE GANG CONFIGURATION * THIRD PARTY CONTROLLED. CHANGE REQUIRESAPPROVAL OF COMPLIANCE ENGINEER
410500500 | TOGGLE SWITCH SPST SOLDER LUG TERMINAL CUTLER HAMMER #7590K74C27
410510003 | SWITCH BOOT, N-5030L
410510400 | SWITCH, TOGGLE, MINIATURE, SPDT WITH ONE HEX NUT
410620031 | MAGNETIC ACTUATOR, .23 DIAMETER X .98 LONG
410730401 | SWITCH, ROCKER DPDT, C.S.A. APPROVED, 4 AMP, 250 VAC, .187 TAB QUICK CONNECTS * * THIRD PARTY CONTROLLED. CHANGE REQUIRESAPPROVAL OF COMPLIANCE ENGINEER
410730405 | ROCKER SWITCH, DPDT, CSA APPROVED, 4 AMP, 250 VAC, .187 TAB QUICK CONNECTS,ROCKER LEGEND 1-0 VERTICAL SWITCHCRAFT #162B6NNE
410909906 | PRESSURE SENSOR, 2 PORT DIFFERENTIAL
410910003 | SWITCH, DIFFERENTIAL PRESSURE , SPST, 1.5PSI DIFFERENTIAL
410990024 | KEYPAD, 24 POSITION
410991001 | MAGNETIC PROXIMITY SENSOR, SPST, .175/.800
411021225 | FUSE 250 VOLTS .5 AMP SLO-BLO WITH PIGTAIL LEADS LITTELFUSE #221.500 (5X20MM) LITTELFUSE #315.500 (.25X1.25 INCH)
411021245 | FUSE, 5 X 20MM, 250VOLT, 0.8 AMP SLO-BLOTHIRD PARTY CONTROLLED
411031078 | FUSE 3AG, 250 VOLT, 8A, SLO-BLO
411031128 | FUSE 3AG 250 VOLT 1/4 AMP SLO-BLO LITTELFUSE 313.250
411031130 | FUSE 3AG, 250 VOLT, .5A, SLO-BLO
411031138 | FUSE, 3AG, 250 VOLT, .6 AMP, SLO-BLO
411031142 | FUSE 3AG 250 VOLT 3/4 AMPERE SLO-BLO * * * THIRD PARTY CONTROLLED. CHANGE REQUIRESAPPROVAL OF COMPLIANCE ENGINEER
411031150 | FUSE 3AG 125 VOLT 375 MA SLO-BLO LITTELFUSE #313.375 BUSS #MDL-3/8
411031151 | FUSE 3AG 250 VOLT 1 AMP SLO-BLO * * * THIRD PARTY CONTROLLED. CHANGE REQUIRESAPPROVAL OF COMPLIANCE ENGINEER
411031156 | FUSE 3AG 250 VOLT 1 1/2 AMP SLO-BLO * * * THIRD PARTY CONTROLLED. CHANGE REQUIRESAPPROVAL OF COMPLIANCE ENGINEER
411031162 | FUSE 3AG 250 VOLT 2 AMP SLO-BLO * CSA CERTIFIED * THIRD PARTY CONTROLLED. CHANGE REQUIRESAPPROVAL OF COMPLIANCE ENGINEER
411031170 | FUSE 3AG 3.0 AMP 250 VOLT TIME DELAY * * * THIRD PARTY CONTROLLED. CHANGE REQUIRES APPROVAL OF COMPLIANCE ENGINEER
411031172 | FUSE 3AG, 250 VOLT, 5A, SLO-BLO
411031238 | FUSE 250 VOLTS, 0.75A SLO-BLO WITH PIGTAIL LEADS
411031270 | FUSE 3AG 250 VOLT 4 AMP SLO-BLO * * * THIRD PARTY CONTROLLED. CHANGE REQUIRESAPPROVAL OF COMPLIANCE ENGINEER
411031273 | FUSE 250 VOLTS 6.25A SLO-BLO WITH PIGTAIL LEADS LITTELFUSE #3156.25 (.25X1.25 INCH)
411032228 | FUSE 3AG 250 VOLT 1/4 AMP QUICK-ACTING * * * THIRD PARTY CONTROLLED. CHANGE REQUIRESAPPROVAL OF COMPLIANCE ENGINEER
411032235 | FUSE 250 VOLTS, 0.5A FAST-ACTING WITH PIGTAIL LEADS LITTELFUSE #318.500 (.25X1.25 INCH)
411032236 | FUSE 3AG 250 VOLT 1/2 AMP QUICK-ACTING LITTELFUSE #312.500
411032242 | FUSE AGC 250 VOLT 3/4 AMP QUICK-ACTING * * * THIRD PARTY CONTROLLED. CHANGE REQUIRESAPPROVAL OF COMPLIANCE ENGINEER
411032256 | FUSE 3AG 250 VOLT 1 1/2 AMP QUICK-ACTINGLITTELFUSE #31201.5
411032266 | FUSE 3AG 250 VOLT 2 AMP QUICK-ACTING LITTELFUSE #312002
411032275 | FUSE 3AG, 250 VOLT, 5A, FAST-BLO * * * THIRD PARTY CONTROLLED. CHANGE REQUIRESAPPROVAL OF COMPLIANCE ENGINEER
411253305 | FUSE, .50 AMP, 63V, VERY FAST ACTING, SURFACE MOUNT 1206 PACKAGE, UL AND CSA, 50 AMP INTERRUPT RATING AT 63 VOLTS COLD RESISTANCE .2405 OHM NOMINAL, INDUSTRIAL TEMPERATURE RANGE LITTELFUSE #0433.500
411292420 | THERMISTOR, 13.5 OHM, PTC, 0.2A, 600V -40C TO ?, 7432 SURFACE MOUNT PKG FCC PART 68, UL 1950 RAYCHEM #TS600-200-RA
411312102 | FUSE, MICRO, 125 VOLT, 0.250 AMP, VERY FAST-BLO, PLUG-IN LEADS LITTELFUSE #273.250
411900000 | FUSE 125 VOLT, .125A, VERY FAST-BLO, SURFACE MOUNT
411900001 | FUSE 125 VOLT, .250A, VERY FAST-BLO, SURFACE MOUNT THIRD PARTY CONTROLLED, CHANGE REQUIRES APPROVAL OF COMPLIANCE ENGINEER
411900002 | FUSE 125 VOLT, 1A, VERY FAST-BLO, SURFACE MOUNT
411900003 | FUSE, 0.0625 AMP, 125V, VERY FAST ACTINGSURFACE MOUNT 2817 PACKAGE, CSA LISTED, 300 AMP INTERRUPT RATING AT 125 VDC MIN,-40C TO 60C OPERATIONAL TEMPERATURE, NOMINAL 7 OHMS MAX THIRD PARTY CONTROLLED
411992075 | FUSE MICRO, 32 VOLT, 15A,VERY FAST-BLO, AXIAL LEADS * * THIRD PARTY CONTROLLED. CHANGE REQUIRESAPPROVAL OF COMPLIANCE ENGINEER
411992113 | FUSE MICRO, 125 VOLT, .250A, FAST-BLO, PLUG-IN
411992125 | FUSE MICRO, 125 VOLT, .250A, VERY FAST-BLO, AXIAL LEADS
412025002 | CIRCUIT BREAKER 250 VOLT 2 AMPHERE, PUSH BUTTON * *
412025005 | CIRCUIT BREAKER 250 VOLT 4.5 AMPHERE PUSHBUTTON ETA SERIES 2-5700-IG1-P10-4.5A
412025007 | CIRCUIT BREAKER 250 VOLT .7 AMPHERE PUSHBUTTON ETA SERIES 106-M2-P30-.7A CSA CERTIFIED
412025012 | CIRCUIT BREAKDER 250V 1.2 AMPERE PUSHBUTTON * CSA CERTIFIED THIRD PARTY CONTROLLED. CHANGE REQUIRESAPPROVAL OF COMPLIANCE ENGINEER
412025013 | CIRCUIT BREAKER 250 VOLT 1.0 AMPHERE PUSHBUTTON ETA SERIES 106-M2-P10-1A CSA CERTIFIED
413037550 | THERMISTOR, .04 OHM, 3.75A, 60 VOLT, PTC
413050000 | THERMISTOR, .05 OHM, 5.00A, 30 VOLT, PTC* * * * THIRD PARTY CONTROLLED
430001200 | THERMISTOR, 30 KILOHM, NTC
430003600 | THERMISTOR, 30K OHM AT 25 DEGREE C TERMPERATURE COEFFICIENT AT 25 DEGREE C,OF -4.7%/DEGREE C
430010000 | THERMISTOR, 3 KILOHM, NTC
431000002 | THERMOSTAT, TEMPERATURE CONTROLLER, 24VDC VOLTAGE CONTROL OUTPUT, THERMOCOUPLE TYPE SENSOR INPUT * THIRD PARTY CONTROLLED. CHANGE REQUIRES APPROVAL OF COMPLIANCE ENGINEER
431001000 | THERMISTOR SERVICE ASSEMBLY, INCLUDES CONTROLLER, THERMISTOR, THERMISTOR BRACKET, WIRE LEADS, SCREW
432000000 | FLEX HEATER, 110V, 2X5, ADHESIVE BACKED
432000009 | HEATER, 400W, 115VAC, 50/60HZ,3.3A THERMOSTATICALLY CONTROLLED
433000000 | THERMAL SWITCH, FORM FITTING 2" 18 GAUGE STRANDED, VULKENE LEADS 12 AMPS/120 VOLTS 8 AMPS/240 VOLTS NON ADJUSTABLE RESETABLE PEPI #MODEL F. CAL 655 DEGREE C
442489903 | TRANSFORMER, POWER, 80VA,
449999906 | INDUCTOR, 330UH, 2.9MHZ, AXIAL LEADED
449999909 | TRANSFORMER, CONVERTER, 7.5VDC INPUT, PCB MOUNT
460011500 | TRANSDUCER, PRESSURE, MPX2052DP DO NOT SELL TO CUSTOMERS, REQUIRES CALIBRATION
480024200 | CABLE, 2 CONDUCTOR, 18 GAUGE, STRANDED RED/BLACK, PVC INSULATED, PVC JACKET BELDON #9409
480029900 | CABLE, 2 CONDUCTOR, 18 GAUGE, SJTOW-A, UL * * THIRD PARTY CONTROLLED. CHANGE REQUIRESAPPROVAL OF COMPLIANCE ENGINEER
480104500 | CABLE, 14 GAUGE 3 CONDUCTOR, SJT, PVC JACKET, UL LISTED * * THIRD PARTY
480111100 | LINE CORD, 3-16 GAUGE CONDUCTOR IN SJT VINYL WITH NEMA 5-15P PLUG SPH-390 RIGHT ANGLE CONNECTOR 6.5 FEET LONG, CSA APPROVED BELDEN CORP. #17508
480121101 | LINE CORD 3-16GA CONDUCTOR SPH-386 SOCKET, NEMA 5-15P PLUG UL AND CSA CERTIFIED MUST HAVE CSA TAG
480141100 | CABLE TELEPHONE 3 COND 22 GA[7X30] VINYL INSUL AND JKT BELDEN #8443
480194100 | COMMON MARKET LINE CORD 3-0.75 QMM PVC WITH PLUG AND SOCKET 4.8MM PINS DESCO WERK AMERICOR ELECTRONIC #ABS-1310
480194501 | UNITED KINGDOM LINE CORD, 10A 250V, 2.5MLONG, PVC JACKET UK1-13P PLUG, IEC 60320C-13 STRIGHT CONNECTOR
480329900 | LINE CORD, 3-18 SJT, 17513
480399900 | CABLE, 5 CONDUCTOR, 3/20 GAUGE, 2/18 GAUGE, #8455
480654500 | CAT5 PATCH CABLE RJ-45 CONNECTORS ON BOTH ENDS, 568-A LENTGH 2', 100 MHZ, BEIGE, PVC JACKET
480654502 | CAT5 PATCH CABLE, CROSSOVER, RJ-45 CONNECTORS ON BOTH ENDS, 568-A, LENTGH 10', 100 MHZ, BEIGE, PVC JACKET
480799902 | CABLE,RS232C,9P,M/F,6FT USUALLY 26 GA WIRE, NOT GAURANTEED INNER WIRE COLORS NOT GAURANTEED
480859000 | JUMPER, 8 PIN, .100 CENTERS, 2.00 LONG TYCO #7-1437142-2
480859901 | FLAT CABLE, 4 INCHES LONG, 10 CONDUCTOR
480894000 | FLAT CABLE, 10 ROUND STRANDED CONDUCTORS28 AWG, .050 CENTER SPACING 3M #3365-10 SPECTRASTRIP #843-191-2801-110 HITACHI #A2807-1-10T BIRNBACH #SCC28-10
481540500 | WIRE, 22 GAUGE, GREEN VINYL, UL1061 (TC) 7/30 80 DEG. @ 300V SEE 481549999 FOR SPECS
481541500 | WIRE, 22 GAUGE, WHITE/RED VINYL, UL1061 (TC) 7/30 80 DEG. @ 300V SEE 481549999 FOR SPECS
481840300 | WIRE, 28 GAUGE, ORANGE, STRAND MIL-W-16878 PVC TYPE B (TC) 7/36 105 DEGREES AT 600V * * THIRD PARTY CONTROLLED
481840900 | WIRE, 28 GAUGE, WHITE, STRAND MIL-W-16878 PVC TYPE B (TC) 7/36 105 DEGREES AT 600V * * THIRD PARTY CONTROLLED
489000051 | CABLE CLAMP, .415 OVERALL HEIGHT, 1.0 LONG, ADHESIVE BACKING, NYLON DEK #021-0250
489000200 | CLAMP CABLE NYLON 3/8 X1/4
489000700 | CBL CLMP 3/8W 5/16 DIA NYL
489001602 | CLAMP, EAR, 28.4MM DIAMETER, STEPLESS, STAINLESS STEEL
489001623 | CABLE CLAMP, EPDM CUSHIONED 300 SERIES SST, 3/8" MAXIMUM DIAMETER, 1/2" WIDE
489010000 | CABLE TIE 1 3/4 MAX BUNDLE 8.0 LONG NATURAL NYLON
489010001 | CABLE TIE, 2.3" MAXIMUM DIAMETER, 7.5" LONG, TEFZEL: NYLON, 50 LB SERIES
489010100 | CABLE TIE, .75 MAX BUNDLE 4.0 LONG NATURAL NYLON
489010400 | CABLE TIE MOUNT, .75 SQUARE PLATFORM PRESSURE SENSATIVE BACKING 4 WAY
489010600 | CABLE TIE 3.0 MAX DIAMETER APPROXIMATELY 14.5 INCHES LONG
489010700 | CABLE TIE, 1.38 DIAMETER, 5.6 LONG, NATURAL
489010800 | CABLE TIE MOUNT, NYLON .750 X .375 X .195 W/ #8 SCREW MOUNTING PANDUIT #TA1S8-C
489011250 | BUSHING, CABLE CLAMP, RUBBER, 2.5 LONG
489100016 | JUMPER. 16 PIN, .100 CENTERS, 7.00 LONG
490000000 | WETTING AGENT, GREEN, 3/4 OZ
490000656 | HUMIDITY INDICATOR PLUG, PLASTIC
490001001 | DESICCATOR, 3"
490001300 | HUMIDITY INDICATOR PLUG CARD REVERSIBLE, THREE SPOT * THIRD PARTY CONTROLLED
490001412 | WRENCH, 3/8 X 7/16 OPEN END TL-10303
490005003 | AUDIO TRANSDUCER, PCB MOUNTING
490040001 | CRYSTAL, 4.0000MHZ, HC49U
490046081 | CRYSTAL, 4.608MHZ, HC49U M-TROM #MP1-4.6080 MHZ FOX #HC49U-4.608MHZ
499130002 | PORTABLE REFRIGERATOR REPLACEMENT LID FOR USE WITH "COOLMATIC FC-40/G COOLER" ISCO PART NUMBER 499130002
499130004 | ELECTRONIC UNIT FOR BD35/50F COMPRESSORS***THIS IS NOT A SALEABLE ITEM. USE 602965005 INSTEAD***
499130201 | DOOR GASKET, MARVEL
600080079 | FLOW CELL, .1MM, PREPARATIVE PRESSURE RATING 10 PSI (70 KPA) .3 MICROLITERS ILLUMINATED VOLUME SERIES 0080-079, .1MM PATHLENGTH
600080081 | FLOW CELL, .1MM, PREPARATIVE CHEMRAZ O-RING, COMPATIBLE WITH ORGANICSPRESSURE RATING 100 PSI (700 KPA) .3 MICROLITERS ILLUMINATED VOLUME SERIES 008-081, .1MM PATHLENGTH
600083118 | BACK UP RING
600083159 | WINDOW NUT
600083163 | FERRULE, 1.5MM TUBE, NATURAL POLYETHYLENE
600083190 | QUARTZ GUIDE
600083197 | LEAD CONNECTOR, 1/8 BORE, 3/8 OD TUBING, POLYPROPYLENE
600084014 | PACKAGE OF 20 1.5MM FERRULES
600084018 | FLOW CELL WINDOW ASSEMBLY .210 DIA SUPRASIL - CLEAN WINDOW WITH LENS CLEANER OR SUITABLE EQUIVALENT - PLACE CLEANED WIN-DOW IN ETHAFOAM COIN. INSURE THAT WINDOW IS NOT TOUCHED WITH BARE FINGERS AT ANY TIME. NO DRAWING.
600225006 | SELECTED INTEGRATED CIRCUIT
600573128 | INLET FITTING FOR PKG. OF (10) ORDER 68-0087-132
600574079 | SCREW ASSEMBLY 10-32 X 5/8
600603220 | YSI PH REFERENCE MODULE
600614022 | MOTOR ASSEMBLY
600643108 | RING, 9/16 INCH
600643109 | RING, 5/8 INCH
600643110 | RING, 1 INCH
600643234 | INSERT
600643250 | CONNECTOR
600643252 | FLOW CELL PLUG
600643253 | FRACTIONATING NEEDLE
600643254 | CONNECTOR PKG. OF 10 ORDER PART #68-1844-173
600643270 | FLOW CELL INSERT 1MM
600643280 | CAP USED ON DENSITY GRADIENT FLOW CELL 0647-030 & 029.
600644052 | QUARTZ WINDOW ASSEMBLY CLEAN WINDOW WITH LENS CLEANER OR SUITABLE EQUIVALENT PLACE CLEANED WINDOW IN COIN ENVELOPE
600647030 | FLOW CELL ASSEMBLY, 5MM SERIES 0647-030, PATHLENGTH 5MM . USE CATALOG# 68-0647-030 .
600823153 | SPRING
600823201 | DRIP SHIELD
600823203 | FLUID DIVERTER
600824041 | TEST TUBE RACK ASSEMBLY, 18MM, RED
600825018 | COLUMN SUPPORT MAST
600828012 | BASE
600923013 | LEAD CONNECTOR PKG. OF (10) ORDER PART # 68-1844-176
600923015 | LEAD CONNECTOR NUT
600923017 | FERRULE, .125 DIAMETER
600928001 | LEAD CONNECTOR ASSEMBLY, BLACK .036 BORE
600943257 | PEN LIFT BAIL
600943258 | RECORDER REPLACEMENT STRING CUT TO 24.0 .5 INCHES. PLACE IN SMALL ZIPLOCK BAG.
600944112 | CHART DRUM ASSEMBLY
600944116 | CHART DRIVE MOTOR ASSEMBLY
600944130 | SWITCH HARNESS CHART SPEED
600944135 | CIRCUIT BOARD ASSY, POWER WITH 1N5401 DIODES
600945035 | SELECTED IC OPERATIONAL AMPLIFIER. CA3140AT SELECTED FOR INPUT BIAS CURRENT LESS THAN 2 PICOAMPS
600945043 | SELECTED INTEGRATED CIRCUIT CA3140AS SELECTED FOR INVERTING INPUT BIAS LESS THAN 2 PICOAMPS .
600947027 | REPLACEMENT LAMP KIT USED TO REPLACE 60-0995-014 WITH NEW 200MA LAMP. THIS KIT CONTAINS A 10 OHM RESISTOR USED TO REPLACE R463 IN THE UA6KIT IS ONLY NEEDED THE FIRST TIME THE NEW LAMP IS ORDERED. THEN USE 600995018
600994005 | REGULATING PHOTOCELL ASSY
600995005 | PHOTOCELL MATCHED PAIR
600995017 | TESTED MERCURY LAMP FOR USE AT ISCO 200MA VERSION ***according to the manufacturer, each lamp contains 7mG of Mercury***
601005096 | PAN HEAD, SCREW PHILLIPS 4-40 X 1/2 GRAYSTAINLESS STEEL INV #231-5143-08, PAINT HEAD WARM GRAY, INV. #800-0510-00,NO DRAWING
601010103 | CONNECT CABLE, PUMP SHUTOFF 2160-001 OR 1617-020 TO NON-ISCO PUMPS
601010119 | CONNECT CABLE FOR EXTERNAL CONTROL OF FOXY 200, FOXY JR., OR RETRIEVER 500 BY CONTACT CLOSURE OR TTL/IO OUTSOURCED PART
601020180 | CONNECT CABLE 2250-001 TO 2250-001, 2270-001 OR -002, 2130-002 OR 3870-001 DASNET SERIAL INTERFACE DAISY CHAIN OUTSOURCED 8/1/03
601020198 | CONNECT CABLE, CHEMRESEARCH SERIAL INTERFACE TO 2250-001, 2250-003; 2270-001, 2270-002, 2270-503 OR D SERIES SYRINGE PUMPS OUTSOURCED 7/2/03 ***USE LABEL FILES "1020198A", "1020198B", & "1020198C" FOR
601020211 | CONNECT CABLE 0940-016 TO 1290-050, 2130-002, 3100-001, 3870-001 OR 1840-017, 018 OUTSOURCED 7/9/03
601065001 | SHUTTLE GEAR MODIFIED STANDARD NYLOMATIC GEAR WITH 1" PITCH DIAMETER
601103105 | DROP FORMER
601104020 | DIFFERENTIAL GEAR ASSEMBLY
601104059 | TEST TUBE RACK ASSEMBLY-RED 6 CAVITY FOR 12MM/13MM TEST TUBES
601113035 | 1110 MICROCONTROLLER, REVISION 1.12
601114008 | LCD ASSEMBLY
601114013 | WIRING ASSEMBLY, SAMPLER
601143022 | TOP PLATE RETAINER
601143033 | LOWER PLATE RETAINER
601143049 | RIGHT REFLECTOR HALF
601143050 | LEFT REFLECTOR HALF
601143051 | SOURCE SCREEN HOLDER
601143052 | KNOB
601143083 | FLOW CELL SUPPORT
601143091 | APERATURE RACK
601144001 | FILTER ASSEMBLY, 254NM
601144002 | FILTER ASSEMBLY, 280NM
601144008 | SOURCE SCREEN 280/310 NM
601144017 | SOURCE SCREEN HOLDER ASSY 405 NM
601144020 | FILTER ASSEMBLY, 405NM
601144040 | PHOTOCELL HEATER ASSY
601144052 | BULB HEATER AND MOUNT ASSY
601144065 | SOURCE SCREEN HOLDER ASSY 254 NM
601144069 | MAIN HARNESS
601144070 | SCREW ASSEMBLY 6-32 X 3/8
601144073 | APERTURE PLATE SUB ASSEMBLY
601153073 | DELRIN PLUG
601163066 | FOOT, 1.25 DIAMETER X .75 TALL, DELRIN
601243185 | WIPER RETAINER, 500ML
601243201 | DRIP PAN
601243234 | NITROGEN PURGE PAN
601243285 | VALVE SPACER
601243322 | STAINLESS STEEL TUBING .125 OD X .069 IDCUT TO 2.0 INCH LENGTH
601243348 | SLIDE THRUST BEARING
601243391 | STAINLESS STEEL TUBING .125 OD X .069ID CUT TO 60.0 INCH LENGTH, COIL TO 14 INCH 2 INCH DIAMETER NO DRAWING
601243414 | SEAL RETAINER, 260 ML
601243454 | SEAL RETAINER, 500 ML
601243468 | PISTON SEAL RETAINER, 100ML
601243492 | SOAK PAD GEARTRAIN BASE 7.50 .50 X 9.00 .50 X 3/16 (STOCK) SORBENT PAD (INV #802-0014-50)
601243516 | CHECK VALVE HOUSING, SINGLE
601243517 | CHECK VALVE HOUSING, DOUBLE
601243533 | PISTON BASE, 100 ML
601243534 | PISTON BASE, 260 ML
601243535 | PISTON BASE, 500 ML
601243536 | WEAR RING, 100 ML
601243537 | WEAR RING, 260 ML
601243538 | WEAR RING, 500 ML
601243539 | STAINLESS STEEL TUBING .020 ID (STOCK) X .063 OD (STOCK) X 60.0 .50 LONG (004-7300-21) NO DRAWING
601243607 | SHEAR KEY
601243608 | KEY, MODEL 100DX PUMP
601243654 | SHEAR KEY 500D "THIRD PARTY CONTROLLED"
601243658 | VALVE INLET TUBING
601243659 | VALVE SPACER
601243666 | LEFT SUPPORT ANGLE
601243677 | PAD BOTTOM CUT TO 1.70.10 X 5.60.10 X STOCK USING 1/2 FOAM P/N 029-1000-05
601243682 | KEY
601243772 | SEAL RETAINER FOR 1000D PISTON
601243774 | WASH GLAND TUBE - BENT RIGHT SIDE
601243776 | WEAR RING FOR 1000D SYRINGE PUMP
601243803 | NITRONIC 50 PISTON BODY WITH WASH GLAND FOR 1000D SYRINGE PUMP
601243809 | LOWER WEAR RING, 1000D SYRINGE PUMP
601243876 | CYLINDER CAP, 65ML 20,000 PSI SYRINGE PUMP WITH 3 F250C PORTS
601243882 | PISTON BASE, 65ML 20KSI PUMP
601243883 | SEAL RETAINER, 65ML 20KSI PUMP
601243901 | BACK UP RING, 65D PRIMARY SEAL
601243907 | DRIP PAN
601243908 | SPLASH PAN
601244184 | MOTOR MOUNT ASSEMBLY 1000D
601244188 | TACHOMETER DISK ASSEMBLY
601244193 | MAIN HARNESS, PUMP
601244216 | PISTON ASEMBLY, 260 ML NITRONIC
601244220 | GEAR LUBRICATION ASSEMBLY
601244221 | PISTON ASSEMBLY, 500 ML * * * * THIRD PARTY CONTROLLED
601244223 | PISTON ASSEMBLY, 100ML
601244229 | DISPLAY ASSEMBLY
601244230 | CABLE ASSEMBLY * OUTSOURCED 7/19/03
601244232 | CABLE ASSEMBLY * OUTSOURCED 7/19/03
601244235 | CALIBRATED PREAPLIFIER ASSEMBLY, 100 ML AND 260 ML (ALSO KNOWN AS "PRESSURE TRANSDUCER")
601244236 | LUBE WHEEL ASSEMBLY
601244239 | CALIBRATED PREAMPLIFIER ASSEMBLY, 500 ML (AKA TRANSDUCER)
601244260 | CIRCUIT BOARD ASSEMBLY POWER DRIVE
601244263 | SWITCH ASSEMBLY
601244270 | POWER DRIVE CIRCUIT BOARD ASSEMBLY
601244271 | LUBRICATION KIT
601244281 | MOTOR MOUNT ASSEMBLY
601244313 | VALVE ASSEMBLY, 1/8
601244320 | CONTROLLER CIRCUIT BOARD ASSEMBLY WITH E-SQUARED SOFTWARE
601244321 | CIRCUIT BOARD ASSEMBLY FOR SYRINGE PUMP DRIVE UNITS. HAS DIGITAL ENCODING TO IDENTIFY PUMP TYPE AND MUST BE PROGRAMMED FOR THE PUMP TYPE.
601244323 | MAIN HARNESS FOR PUMP WITH NEW STYLE INTERNAL MOTOR ENCODER OUTSOURCED 10/1/04
601244326 | PISTON ASSEMBLY FOR 1000D SYRINGE PUMP
601244334 | CALIBRATED PREAMP ASSEMBLY, 1000ML PUMP, NITRONIC
601244335 | CALIBRATED PREAMP ASSEMBLY, 1000ML PUMP, HASTELLOY
601244391 | CIRCUIT BOARD ASSEMBLY, ANALOG/4-20 MA OUTPUT FOR 1240 PUMPS
601244415 | CALIBRATED PREAMPLIFIER ASSEMBLY, FITS 500D CYLINDER BUT IS CALIBRATED FOR260D PUMP. THIS IS SPECIAL MOD FOR HPVC PUMPS FOR NIKKAKI BIOS. (JAPAN ONLY)
601244444 | MOTOR MOUNT ASSEMBLY
601245088 | EPROM MODIFICATION
601245089 | EPROM MODIFICATION
601245093 | GATE ARRAY LOGIC MODIFICATION
601245095 | GATE ARRAY LOGIC MODIFICATION
601245116 | FLASH MEMORY WITH BOOT CODE AND PROGRAM CODE FOR ROM 1
601245117 | FLASH MEMORY WITH BOOT CODE AND PROGRAM CODE FOR ROM 2
601245118 | GATE ARRAY LOGIC MODIFICATION
601245125 | ROM 1 FLASH MEMORY WITH PROGRAM DEMO 79
601245126 | ROM 2 FLASH MEMORY WITH PROGRAM DEMO 79
601247093 | WRENCH PACKAGE FOR 1000ML PUMP
601248053 | COOLING JACKET ASSEMBLY
601248090 | PUSH TUBE ASSEMBLY, 100ML
601248116 | BALL NUT ASSEMBLY
601248117 | BALL SCREW ASSEMBLY
601248123 | TACHOMETER CIRCUIT BOARD ASSEMBLY MOUNT
601248125 | SPLASH SHIELD
601248127 | BALL SCREW ASSEMBLY, 100ML
601248135 | SHEAR KEY INSTALLATION TOOL
601248141 | TACHOMETER SENOR MOUNT ASSEMBLY
601248142 | SUPPORT ANGLE PLATE
601248164 | LEFT MOUNTING PLATE ASSEMBLY
601248165 | CENTER MOUNTING PLATE ASSEMBLY
601248177 | CASE BOTTOM
601248182 | WEAR RING, 65ML 20KSI PUMP
601249012 | ACCESSORY PACKAGE
601249015 | ACCESSORY PACKAGE
601249100 | SERVICE KIT, 100D PUMP
601249102 | SERVICE KIT, 500D PUMP
601249104 | SERVICE KIT, 1000D/DX PUMPS
601293284 | SIPPER ROD
601293299 | HOLD DOWN COLLAR
601293339 | TEFLON TUBING, 51.2 NCHES LONG (130 CM)
601293379 | BULKHEAD UNION, 1/8"
601293452 | INSTRUCTION MANUAL, UNIVERSAL OEM SAMPLE HANDLER
601294253 | BEARING ASSEMBLY
601294286 | SCREW ASSEMBLY 10-32 X 3/8
601294300 | HOLD DOWN FOOT ASSEMBLY
601294325 | TEST TUBE RACK ASSEMBLY WHITE 6 CAVITY FOR 12MM/13MM TEST TUBES
601294333 | REPLACEMENT POWER CIRCUIT BOARD ASSEMBLY
601294344 | REPLACEMENT LOGIC CIRCUIT BOARD ASSEMBLY
601294355 | SHORT NEEDLE/VENT ASSEMBLY
601294357 | MIXING NEEDLE/VENT ASSEMBLY
601294359 | HOLD DOWN ASSEMBLY
601294364 | SENSOR ASSEMBLY
601294365 | REPLACEMENT SENSOR FOR RACK POSITION SENSOR HAS BLACK CABLE WITH 8 PIN SOCKETAND HAS BEEN CALIBRATED
601294378 | CIRCUIT BOARD ASSEMBLY, LOGIC * * * * THIRD PARTY CONTROLLED
601294379 | SIPPER ASSEMBLY, POWER DOWN PIERCING (DO NOT SELL THIS ITEM TO CUSTOMERS USE P/N 60-1294-380 WHICH INCLUDES THIS ITEMPLUS NECESSARY WIRING FOR ALL SAMPLERS) * THIRD PARTY CONTROLLED
601294388 | REPLACEMENT LOGIC CIRCUIT BOARD ASSEMBLY, IONICS, PLACE IN 1290 AND CALIBRATE. ACTUATOR ARM IS DISABLED
601294391 | SYRINGE ASSEMBLY
601294392 | VALVE ASSEMBLY
601294393 | TUBING ASSEMBLY ASSEMBLE TUBING INTO FITTING AND TIGHTENFITTING FINGER TIGHT PLUS 3/4 TURN.
601294478 | NEEDLE/VENT ASSEMBLY EXTRA LONG DEVELOPED FOR VISCOTEK
601295046 | CASE TOP MODIFICATION PAINT TEXTURED ASH GRAY POLANE INV #800-0510-00
601295053 | MICROPROCESSOR MODIFICATION STANDARD ISIS SEQUENCE
601295101 | MICROPROCESSOR MODIFICATION CUSTOM #7 0 TO 990 AND 0 TO 9900 SECOND DELAYS
601297064 | CONTROL SEQUENCER, CUSTOM, STAYS IN WASH EXCEPT WHEN SAMPLING. SAMPLES ON EXTERNAL LOW.
601298009 | CENTER RAIL A
601298010 | CENTER RAIL B
601298022 | LONG NEEDLE ASSEMBLY
601298023 | SHORT NEEDLE ASSEMBLY
601298034 | LONG NEEDLE ASSEMBLY
601298043 | NEEDLE ASSEMBLY, EXTRA LONG DEVELOPED FOR VISCOTEK
601314037 | PHOTOCELL HOLDER
601393012 | HINGE, SMALL TOGGLE LATCH
601393049 | CABLE BRACKET
601393082 | GASKET SEAL, 2 PIN AMP
601393150 | LATCH WASHER
601394023 | CONNECT CABLE, EXTERNAL 12VDC SOURCE, QA* OUTSOURCED 10/09/02
601394043 | BATTERY CORD ASSEMBLY * OUTSOURCED 10/17/02
601473057 | GASKET SEAL, 6 PIN AMP
601483019 | TOGGLE LATCH
601483022 | TOGGLE WIRE BALE
601483026 | TOGGLE BALE CONNECTOR
601484021 | FLOAT HOUSING ASSEMBLY
601484033 | MICROSWITCH ASSEMBLY, SHUT-OFF * * * * THIRD PARTY CONTROLLED
601564102 | SCREW ASSEMBLY 8-32 X 1/2
601574070 | COLUMN BRACKET ASSEMBLY
601574096 | TEST TUBE RACK ASSEMBLY WHITE 16MM
601574097 | TEST TUBE RACK ASSEMBLY RED 16MM
601613082 | TACHOMETER MOUNT
601613112 | TUBING CONNECTOR 1/8 ID BARB TO 1/8 AND 1/16 OD COMPRESSION FOR PKG. OF (10) ORDER 68-1617-023
601613147 | CASSETTE CATCH
601613154 | CASSETTE PLATE, BACK, EXHAUST
601613155 | CASSETTE PLATE, BACK, INTAKE
601614048 | TACHOMETER DISK ASSEMBLY
601614059 | KEYBOARD ASSEMBLY
601614072 | CASSETTE FOR TRIS PUMP
601614091 | TRANSFORMER ASSEMBLY, 117VOLT USED ON TRIS (FRONT PANEL) USED ON RET. II (REAR PANEL) 3 PIN LOCK (INCLUDES GROUND) NOTE: USE 60-2174-014 FOR OLDER STYLE CALCULATOR STYLE.
601614111 | TACHOMETER DISK ASSEMBLY
601614116 | COMBINATION GEAR AND BEARING ASSEMBLY, 12 AND 30 TOOTH
601614121 | TRANSFORMER ASSEMBLY, 234 VOLT WITH FERRITE FOR CERTAIN CE REQUIREMENTS
601615011 | INTERNAL GEAR MODIFICATION
601615012 | GEAR MODIFICATION
601615013 | SPUR GEAR MODIFICATION, 60 TOOTH
601615016 | MICROPROCESSOR MODIFICATIN
601615038 | SPUR GEAR MODIFICATION, 84 TOOTH
601615041 | POTENTIOMETER MODIFICATION CUT EXPOSED SHAFT TO .78 .03 LONG BEND LOCATING TAB FLAT AGAINST CASE NO DRAWING
601617022 | VITON TUBING 1/16 I.D. X 3/16 OD X 10 FT
601623017 | COVER HINGE
601624010 | POWER CABLE ASSEMBLY
601643017 | CABLE TERMINATION PIN .021
601683200 | COVER, BATTERY PACK, ENVIRONMENTAL DIVISION
601683204 | BATTERY CONNECTOR TAB
601683216 | LINE CORD, UL STOW-A, OUTDOOR
601683218 | COVER, POWER PACK, UL, ENVIRONMENTAL DIVISION * * * THIRD PARTY CONTROLLED
601684036 | BATTERY CABLE ASSEMBLY, NICAD
601684041 | LINE CORD ASSEMBLY, 117V POWER PACK
601684042 | AMP CORD ASSEMBLY, POWER PACK
601684067 | PUMP MOTOR ASSEMBLY, SS
601684068 | GEAR SHAFT ASSEMBLY, SS
601684140 | POWER CABLE ASSEMBLY, NICAD * OUTSOURCED 08/15/02
601684141 | LOWER CASE ASSEMBLY, NICAD
601684150 | CABLE ASSEMBLY, 12VDC POWER OUT * * * * THIRD PARTY CONTROLLED
601684159 | POWER PACK MODIFICATION HIGH CAPACITY POWER PACK, 120VAC
601693008 | CULTURE VIAL SHUTTLE . .
601703021 | GASKET, CABLE BRACKET
601703060 | ADAPTER TUBE, BUBBLE LINE
601703108 | WALL MOUNT
601843244 | TEFLON TUBING .01 ID X 1/16 OD X 20 FT
601843286 | PEN LIFT LEVER
601843296 | PEN HOLDER
601843315 | GROMMET, FOR .063 OD TUBING
601843362 | AIR FILTER
601843436 | INSTRUCTION MANUAL, V4
601843485 | DAMPER BASE
601843487 | KALREZ DISK
601843488 | SILICONE DISK
601843489 | SPRING FOLLOWER
601844002 | GAS SENSOR CIRCUIT BOARD ASSEMBLY
601844142 | DEUTERIUM LAMP ASSEMBLY
601844195 | CONDENSING MIRROR ASSEMBLY
601844201 | TUNGSTEN LAMP ASSEMBLY
601844207 | PULLY ASSEMBLY
601844209 | GRATING ASSEMBLY
601844220 | BEAM SPLITTER ASSEMBLY
601844231 | FOCUSING MIRROR ASSEMBLY
601844271 | POWER #1 CIRCUIT BOARD ASSEMBLY
601844272 | POWER #2 CIRCUIT BOARD ASSEMBLY
601844274 | CONTROLLER CIRCUIT BOARD ASSEMBLY
601844278 | DAMPER ASSEMBLY
601844287 | TUBING ASSEMBLY, WITH FILTER
601845002 | FLASH MEMORY WITH BOOT CODE AND PROGRAM CODE FOR ROM 1
601845003 | FLASH MEMORY WITH BOOT CODE AND PROGRAM CODE FOR ROM 2
601845027 | DEUTERIUM LAMP MODIFICATION
601845053 | SPRING FOLLOWER MODIFICATION
601848041 | V4 TEST FLOW CELL ASSEMBLY
601853009 | SHUTTLE USED FOR 1850,1200,1220,RET II,RET 500 FRACTION COLLECTORS. ALSO W/ISIS ASMPLER
601854009 | TEST TUBE STOP RACK ASSY, 16MM, ORANGE
601854034 | SCREW ASSEMBLY 6-32 X 1.00
601854045 | VIAL RACK ASSEMBLY WHITE 28MM
601854046 | VIAL RACK ASSEMBLY RED 28MM
601855003 | GEAR MODIFICATION
601855010 | GEAR MODIFICATION
601858001 | TEST TUBE POSITIONER, 18MM
601873048 | SUPPORT TUBE
601874024 | DESICCANT CARTRIDGE ASSEMBLY
602003014 | CAP BATTERY NODE
602003018 | CONNECTOR CLIP * * * * THIRD PARTY CONTROLLED
602003019 | NODE CLIP * * * * THIRD PARTY CONTROLLED
602003022 | LATCH HOLD * * * * THIRD PARTY CONTROLLED
602003045 | KEY PIN, AREA VELOCITY NODE CONNECTOR
602003046 | DESICCANT TUBE
602003056 | NUT, SENSOR CONNECTOR
602003058 | DESICCANT PAPER, NODE LID
602003076 | PLUG, FEMALE PROBE
602003082 | LABEL, SERIAL NUMBER, 2150 VELOCITY
602003083 | LABEL, SERIAL NUMBER, 2101 BATTERY
602003090 | SHELL, FEMALE CONNECTOR
602003094 | DESICCANT FITTING, LONG * * * * THIRD PARTY CONTROLLED
602003121 | COMPUTER CASE TOP
602003130 | LABEL, SERIAL NUMBER, 2102 WIRELESS THIRD PARTY CONTROLLED CHANGE REQUIRES APPROVAL OF COMPLIANCE ENGINEER
602003139 | LABEL, 2150 AREA VELOCITY SENSOR, 10 METERS
602003149 | DESICCANT FITTING, SHORT * * * * THIRD PARTY CONTROLLED
602003151 | LABEL, SERIAL NUMBER, 2101 WIZARD
602003165 | LABEL, SERIAL NUMBER, 2103 MODE NODE
602003168 | CAP, CONNECTOR SHELL
602003187 | LABEL, SERIAL NUMBER 2151 A/V SENSOR ASSEMBLY THIRD PARTY CONTROLLED. CHANGE REQUIRES APPROVAL OF COMPLIANCE ENGINEER.
602003193 | SENSOR CONNECTOR NUT * * * * THIRD PARTY CONTROLLED
602003390 | DESICCANT FITTING EX, NUT * * * * THIRD PARTY CONTROLLED
602003408 | LABEL, SERIAL NUMBER, CE, 2110 ULTRASONIC LEVEL FLOW MODULE
602003421 | GASKET, DESICCANT CAP
602003444 | STANDOFF, 3/16 HEX, 3/8 LONG WITH GROOVE4-40 FEMALE-FEMALE, STAINLESS STEEL * * * THIRD PARTY CONTROLLED
602003500 | LABEL, SERIAL NUMBER, CE 2103C CELLULAR MODEM MODULE
602003560 | 2105 NODE BOTTOM MODIFICATION
602003565 | ANTENNA CONNECTOR CLIP
602003568 | PLUG FEMALE ANTENNA
602003576 | LABEL, SERIAL NUMBER, CE, 2105 INTERFACE MODULE
602004012 | CAP ASSEMBLY, MALE CONNECTOR * * * * THIRD PARTY CONTROLLED
602004013 | PLUG ASSEMBLY FEMALE CONNECTOR * * * * THIRD PARTY CONTROLLED
602004016 | DESICCANT ASSEMBLY, LONG
602004017 | BATTERY CAP ASSEMBLY
602004020 | NODE LID ASSEMBLY
602004021 | NODE BOTTOM ASSEMBLY
602004022 | BATTERY LID ASSEMBLY
602004023 | BATTERY BOTTOM ASSEMBLY
602004024 | CONNECTOR ASSEMBLY, VELOCITY NODE SENSOR
602004025 | CONNECTOR ASSEMBLY, AREA VELOCITY PROBE
602004030 | BATTERY HOLDER ASSEMBLY
602004034 | CAP ASSEMBLY, MALE PROBE * * * * THIRD PARTY CONTROLLED
602004048 | NODE BOTTOM ASSEMBLY
602004053 | CIRCUIT BOARD ASSY, VELOCITY NODE OUTSOURCED, BUILD AND TRIM TO IPC-A-610 CLASS II, LATEST REV. 100% VISUAL INSP REQ'D. TESTED AT CONTRACT MFR. USE KIT 69-2004-066 THIRD PARTY CONTROLLED
602004058 | COMPUTER Z180 W/DOWNLOAD MANAGER
602004060 | DESICCANT ASSEMBLY, SHORT * * * * THIRD PARTY CONTROLLED
602004063 | CIRCUIT BOARD ASSY, NODE POWER CKTS OUTSOURCED. BUILD AND TRIM TO IPC-A-610 CLASS II, LATEST REV. 100% VISUAL INSP REQ'D. TESTED AT CONTRACT MFR. USE KIT 69-2004-065. THIRD PARTY CONTROLLED
602004073 | MODEM BOTTOM ASSEMBLY
602004118 | CIRCUIT BOARD ASSEMBLY WIRELESS MOTHERBOARD
602004131 | CBA NODE FIELD COMPUTER KEYBOARD/DISPLAY
602004145 | NODE BOTTOM ASSEMBLY, 2101 FIELD COMPUTER
602004146 | CONNECTOR ASSEMBLY, COMPUTER
602004149 | BATTERY HOLDER ASSEMBLY THIRD PARTY CONTROLLED, CHANGE REQUIRES APPROVAL OF COMPLIANCE ENGINEER
602004160 | BATTERY CAP ASSEMBLY
602004264 | DESICCANT CAP ASSEMBLY * * * * THIRD PARTY CONTROLLED
602004286 | CAP ASSEMBLY, MALE CONNECTOR * * * * THIRD PARTY CONTROLLED
602004364 | 2150EX LID ASSEMBLY * * * * THIRD PARTY CONTROLLED
602004365 | 2150EX BOTTOM ASSEMBLY * * * * THIRD PARTY CONTROLLED
602004501 | 2103C NODE BOTTOM ASSEMBLY
602004502 | COAXIAL CABLE ASSEMBLY, 2103C
602004522 | COAXIAL CABLE ASSEMBLY, 2103C
602005003 | AIR FILTER MODIFICATION, IN-LINE * * * THIRD PARTY CONTROLLED
602103034 | TOGGLE LATCH, LARGE
602103035 | TOGGLE LATCH, SMALL
602103064 | TOGGLE LATCH HINGE, LARGE
602133030 | SENSOR WHEEL
602133153 | FUNNEL TRAY
602133236 | RACK BASE
602133257 | TROLLEY ROLLER
602133258 | LOWER ROLLER
602133274 | TRAY
602133285 | VERTICAL ARM COVER
602133291 | MOTOR CARRIER
602133301 | FUNNEL
602133303 | VALVE BRACKET
602133304 | PULLEY CARRIER
602133326 | MANUAL, FOXY 200
602133346 | WEAR BUTTON
602133347 | TROLLEY
602133351 | CABLE CHAIN
602133361 | WASTE FUNNEL TUBING
602133394 | MANUAL, FOXY 200
602133507 | PLUNGER
602133508 | SAMPLE HEAD SEAL RETAINER, LARGE
602134050 | FOXY 200 PEEK DIVERTER VALVE
602134065 | EXTERNAL INTERFACE CIRCUIT BOARD ASSEMBLY
602134073 | X HOME SENSOR CIRCUIT BOARD ASSEMBLY
602134074 | DROP COUNTER CIRCUIT BOARD ASSEMBLY
602134081 | RS 232 CABLE ASSEMBLY OUSOURCED 7/19/03
602134083 | DROP COUNTER CABLE * OUTSOURCED 5/10/01
602134088 | RIBBON CABLE ASSEMBLY * OUTSOURCED 7/19/03
602134092 | BACK LIGHT DISPLAY ASSEMBLY
602134095 | Y AXIS MOTOR ASSEMBLY
602134096 | FUNNEL ASSEMBLY, ASSEMBLE TUBING TO FUNNEL UNTIL TUBING TOUCHES BOTTOM OF FUNNEL
602134097 | DROP COUNTER ASSEMBLY
602134114 | PRESSURE RELIEF VALVE ASSY, ISOCRATIC FLASH SYSTEM-LOW FLOW
602134118 | PRESSURE RELIEF VALVE ASSEMBLY HIGH FLOW FLASH SYSTEM
602134120 | DROP FORMER WITH STATIC GROUND CABLE
602134134 | 234 JUMPER ASSEMBLY FOR MODEL FOXY 200 * OUTSOURCED 8/7/03
602135005 | EPROM MODIFICATION, FOXY 200 XL, USE WITH COMPANION XL
602135038 | SPLASH SHIELD MOD
602135041 | DROP FORMER MODIFICATION
602135048 | PROGRAMMABLE ARRAY LOGIC MODIFICATION REV A
602135060 | LUER MODIFICATION
602135061 | EPROM MODIFICATION
602135063 | EPROM MODIFICATION, FOXY 200 USE WITH COMBIFLASH SQ16X AND PREVIOUS COMBIFLASH SYSTEMS
602135065 | CONTROL MODULE, 16 PORT VALVE, PROGRAMMED TO UNIT ID=1 SET UNIT ID TO "1" PER ITEM 2
602135066 | CONTROL MODULE, 16 PORT VALVE, PROGRAMMED TO UNIT ID=2 SET UNIT ID TO "2" PER ITEM 2
602135067 | CONTROL MODULE, 4 PORT VALVE, PROGRAMMED TO UNIT ID=3 SET UNIT ID TO "3" PER ITEM 2
602135068 | 16 PORT VALVE, PROGRAMMED TO UNIT ID=1 SET UNIT ID TO "1" PER ITEM 2
602135069 | 16 PORT VALVE, PROGRAMMED TO UNIT ID=2 SET UNIT ID TO "2" PER ITEM 2
602135070 | 4 PORT VALVE, PROGRAMMED TO UNIT ID=3 SET UNIT ID TO "3" PER ITEM 2
602137006 | MAINTENANCE AND SPARE PARTS KIT, SQ16X
602137044 | 18MM RACK ASSEMBLY
602137051 | DIVERTER VALVE WITH KEL-F BODY FOR USE WITH FOXY 200
602137072 | ''
602138033 | DROP COUNTER BRACKET
602138034 | TROLLEY BRACKET
602138038 | DROP COUNTER OFFSET ASSEMBLY
602139006 | ACCESSORY PACKAGE FOR FOXY 200
602139008 | ACCESSORY PACKAGE, PREP VALVES SERIES 2137-054 AND 2137-055
602139009 | HARDWARE PACKAGE
602139013 | ACCESSORY PACKAGE, FOXY 200 TEFLON BODY DIVERTER VALVE
602139025 | HARDWARE PACKAGE
602139028 | HARDWARE PACKAGE, VARIAN 701
602143007 | APERTURE RACK
602144028 | SCREW ASSEMBLY 5/16-18 X 1
602147007 | FILTER PACKAGE, 436NM
602147016 | FILTER PACKAGE, 310NM
602163015 | INSTRUCTION MANUAL, ISIS AUTOINJECTOR FOR USE WITH RELAY 360101202
602177002 | DIVERTER VALVE, 12 VOLT
602183022 | BACKUP PLATE
602183056 | SENSOR DRIP SHIELD
602184002 | DRIVE ASSEMBLY
602184007 | FOUR COLUMN RACK SET
602184013 | DRIVE MOTOR ASSEMBLY
602184019 | CALIBRATED REPLACEMENT RACKS SENSOR W/FERRITE FOR CE
602185002 | DRIP PAN MODIFICATION
602185003 | GEAR MODIFICATION
602188003 | LONG BLOCK SUPPORT
602188006 | CORNER BLOCK
602188010 | SENSOR MOUNTING BLOCK, (BLACK)
602194015 | SCREW ASSEMBLY 4-40 X 3/8 MADE BY PRESSING KNOB (ITEM 2) ON TO SCREW (ITEM 1)
602233001 | HINGE CASSETTE PLATEN, BLACK
602233002 | OPEN LOOP CASSETTE PLATEN, BLACK
602233049 | SENSOR WHEEL
602253140 | DRAIN TUBE CUT TUBING TO 4.00 .10 INCHES
602253150 | TUBING (PREPARATIVE)
602253209 | CHECK VALVE HOUSING, STANDARD
602253211 | ANALYTICAL BUSHING
602253226 | TIP SEAL
602253240 | CHECK VALVE HOUSING, ANALYTICAL STANDARD, INLET
602254105 | REFILL SENSOR ASSEMBLY
602254132 | PACKAGE OF TWO (2) MOTOR BRUSHES
602254141 | CHECK VALVE CARTRIDGE ASSEMBLY ANALYTICAL/STANDARD
602254142 | CHECK VALVE CARTRIDGE ASSEMBLY ANALYTICAL/INERT
602255009 | EPROM MODIFICATION FOR REPLACEMENT CHECK TO SEE IF CUSTOMERHAS 60-2255-009 REV. G OR MORE. IF NOT, SEND A P8032AH 270-1300-32 WITH THE EPROM. IF HE HAS REV G OR GREATER, THEN NO ADDITIONAL MICROPROCESSOR IS NEEDED.
602255029 | TACHOMETER DISK MODIFICATION PAINT FLAT BLACK INV #099-1000-02
602255034 | FRONT PANEL LABEL MODIFICATION
602258016 | VALCO VALVE TUBING CUT TUBING 004-7462-51 TO 12.00 INCHES .02 INCHES LONG
602258019 | NUT ASSEMBLY
602258039 | PISTON ASSEMBLY, ANALYTICAL
602258040 | PISTON ASSEMBLY, PREPARATIVE
602258041 | CAM FOLLOWER
602263001 | SHUTTLE, BLACK
602265001 | GEAR MODIFICATION, IDLER
602273088 | BULKHEAD UNION
602273089 | FERRULE, .188 DIAMETER
602273100 | INSTRUCTION MANUAL, MODEL 2360 AND 2361
602273111 | MANUAL FOR MODEL 2360
602274010 | REFERENCE THERMISTOR ASSEMBLY
602274044 | DRIVE COLLAR ASSY
602274052 | KEYBOARD ASSEMBLY
602275007 | BOTTLE CAP MODIFICATION
602275009 | LEAD CONNECTOR NUT MODIFICATION
602277004 | VALVE REPLACEMENT KIT
602313005 | PRINTER PAPER CORE
602313008 | REROLL MOUNT, ENVIRONMENTAL DIVISION
602313019 | PRINTER PAPER ROLL
602443096 | SENSOR NUT
602503076 | GROMMET
602503134 | PROBE MOUNT
602703010 | CONTROL BOX GASKET
602703037 | PUMP SHAFT SPACER PLATE
602703041 | PUMP ROLLER
602703043 | STAINLESS STEEL INSERT ENVIRONMENTAL DIVISION
602703044 | THUMBSCREW, PUMP HOUSING
602703050 | PUMP PLATE
602703058 | SPACER, .380 ID X 1.00 OD X .060 LONG, DELRIN
602703062 | GEAR MODIFICATION, COMBINATION, N48-12-80
602703063 | PUMP SHAFT OPTICAL DISK
602703064 | HUMIDITY INDICATOR HOLD-DOWN
602703070 | DISCHARGE TYBE SPRING
602703075 | HUMIDITY INDICATOR WINDOW
602703076 | FLANGED BEARING, .275 ID X .625 OD X .31 LONG
602703079 | FUSE HOLDER MODIFICATION
602703087 | KEYPAD STATIC SHIELD
602703096 | STANDOFF, 6-32 X .25 SQUARE X .75 LONG, ALUMINUM
602703106 | BEARING, PUMP HOUSING, INSIDE
602703107 | BEARING, PUMP HOUSING, OUTSIDE
602703113 | SUCTION TUBE, 3/8" ID, 25' LONG
602703119 | SUCTION TUBE, 3/8" ID, 10' LONG
602703124 | GEAR 32 PITCH, 14 TEETH 14 1/2 PRESSURE ANGLE BRASS
602703129 | STANDOFF, DISTRIBUTER GEAR CASE
602703151 | IDLER SHAFT
602703154 | SPACER, .171 ID X .375 OD X 1.00 LONG, STAINLESS STEEL
602703160 | PUMP HOUSING, OUTSIDE, ENVIRONMENTAL DIVISION
602703170 | STANDOFF, 6-32 X .25 HEX X 3.00 LONG, MALE, STAINLESS STEEL
602704003 | DISTRIBUTER MOTOR ASSEMBLY
602704008 | PUMP GEAR SHAFT ASSEMBLY
602704009 | PUMP MOTOR ASSEMBLY
602704010 | PUMP SHAFT ASSEMBLY
602704011 | TUBING CLAMP ASSEMBLY
602704019 | PUMP ROTOR ASSEMBLY
602704039 | CIRCUIT BOARD ASSEMBLY, COUNTER
602704048 | MOUNTING PLATE ASSEMBLY, OPTICAL COUNTER
602704052 | FLOAT HOUSING ASSEMBLY
602704065 | FLOAT ASSEMBLY
602704066 | DISTRIBUTER ARM BOTTOM ASSEMBLY
602704098 | PUMP HOUSING ASSEMBLY, OUTSIDE
602704099 | PUMP HOUSING, INSIDE ENVIRONMENTAL DIVISION
602704100 | PUMP HOUSING ASSEMBLY, INSIDE
602713003 | FLOAT
602714008 | FLOAT ASSEMBLY
602714020 | FLOAT SHAFT ASSEMBLY
602723005 | REFRIGERATOR DOOR GASKET
602723006 | BOTTLE WIRE RACK
602723007 | HINGE BUSHING
602723010 | LABEL, BOTTLE LOCATION
602723016 | REFRIGERATOR FILTER
602723032 | REFRIGERATOR GRILLE
602723034 | DRIP TRAY
602723044 | DOOR LATCH SPACER
602723054 | TOP COVER LATCH KEEPER
602723057 | DISTRIBUTER SHAFT EXTENSION, 24 BOTTLE
602723063 | BASE SUPPORT DIVIDER
602723064 | SPACER, .191 ID X .750 OD X 3.563 LONG, DELRIN
602723065 | THREADED ROD, 8-32 X 4.75 LONG, STAINLESS STEEL
602723068 | DRIP PAN
602723085 | COVER HINGE
602723097 | DISTRIBUTER SHAFT EXTENSION, 2 BOTTLE
602723098 | DISTRIBUTER SHAFT EXTENSION, 8 BOTTLE
602723116 | HOUSING, AMBIENT TEMPERATURE SENSOR
602723130 | TOP COVER
602723150 | THERMOSTAT HOUSING, MOD
602724019 | DRAW BOLT ASSEMBLY, 24 BOTTLE
602724021 | THUMBSCREW ASSEMBLY
602724022 | BASE PLATE ASSEMBLY
602724026 | THERMOSTAT HOUSING ASSEMBLY, QA
602724030 | CRANKCASE HEATER ASSEMBLY, QA
602724036 | AMBIENT TEMPERATURE SENSOR ASSEMBLY, QA * OUTSOURCED 10/16/03
602724037 | TRANSFORMER/THERMAL CUT-OUT ASSEMBLY, QA
602724040 | DRAW BOLT ASSEMBLY, 2 BOTTLE
602724058 | CONDENSER COIL ASSEMBLY, BENT
602724060 | LINE CORD ASSEMBLY WITH JUMPER * OUTSOURCED 10/17/03
602724061 | HINGE PLATE TOP ASSEMBLY
602724062 | REFRIGERATOR DOOR ASSEMBLY
602724063 | TOP COVER ASSEMBLY * * HINGE IN BACK. IF SOLD AS REPLACEMENT, ASK WHERE HINGE IS ON CURRENT UNIT. 60-9004-100 HAS HINGES ON SIDE.
602724065 | ADJUSTING POST REPLACEMENT KIT
602724066 | DOOR HINGE ASSEMBLY, BOTTOM
602733009 | CONTROLLER MOUNTING ROD
602733010 | SPACER, .19 ID X .75 OD X 2.75 LONG, DELRIN
602734010 | THERMOSTAT/WIRING HOUSING ASSEMBLY, QA
602734012 | MICROSWITCH WIRING ASSEMBLY, QA
602734013 | INDICATING LIGHT ASSEMBLY, QA
602743004 | LOWER SHAFT EXTENSION
602743008 | BOTTOM SPACER
602743011 | THREADED ROD, 8-32 X 6.80 LONG STAINLESS STEEL
602743026 | SHAFT EXTENSION, 8 BOTTLE
602743032 | LOWER SHAFT EXTENSION, 2 BOTTLE
602743035 | THREADED ROD, 8-32 X 5.25 LONG, STAINLESS STEEL
602743036 | BOTTOM SPACER, 2 BOTTLE
602743062 | CONTROL BASE
602744009 | DRAW BOLT ASSEMBLY
602744011 | PUMP TUBING ASSEMBLY, 44"
602744017 | DRAW BOLT ASSEMBLY, 2 BOTTLE
602744028 | DISTRIBUTER ARM ASSEMBLY
602744031 | CAP AND LINER ASSEMBLY, 83MM
602744032 | REFRIGERATOR POWER PACK ASSEMBLY
602744035 | 3740 POWER PACK REPLACEMENT KIT
602749008 | CONVERSION KIT, VAPOR TUBE
602813012 | MANOMETER NUT
602813051 | SEAL, 4.6" ID FOR 6" INSERT
602813052 | SEAL, 6.3" ID FOR 8" INSERT
602813053 | SEAL, 7.8" ID FOR 10" INSERT
602813054 | SEAL, 9.5" ID FOR 12" INSERT
602813064 | SPACER, .144 ID X .63 OD X .47 LONG, DELRIN
602813075 | MANOMETER PLUG MODIFICATION
602813083 | BUBBLER TUBE EXTENSION
602814006 | VALVE BLOCK ASSEMBLY
602814007 | MANOMETER TUBE ASSEMBLY
602814010 | MANOMETER HOLDER ASSEMBLY
602814011 | TUBING SLEEVE ASSEMBLY
602814016 | FLOW METER HOUSING ASSEMBLY, 6" REPLACE 1/4 ALUM SCREW AND LOCKWASHER 2 PLACES WITH 231015908 SST 1/4-20X1/2 HEXHD SCREW AND 233112800 #1/4 LOCKWASHER
602814017 | V-NOTCH WEIR ASSEMBLY, 6"
602814020 | FLOW METER HOUSING ASSEMBLY, 8" REPLACE 1/4 ALUM SCREW AND LOCKWASHER 2 PLACES WITH 231015908 SST 1/4-20X1/2 HEXHD SCREW AND 233112800 #1/4 LOCKWASHER
602814021 | V-NOTCH WEIR ASSEMBLY, 8"
602814032 | INFLATION/BUBBLER HOSE ASSEMBLY
602873118 | BATTERY STOP
602903008 | DISTRIBUTOR ARM ENVIRONMENTAL DIVISION
602903011 | CONTROL BOX GASKET ENVIRONMENTAL DIVISION
602903083 | KEYBOARD BUTTON, MOLDED
602903121 | BACKING PLATE GASKET
602913011 | TOGGLE BALE
602913012 | TOGGLE BALE CONNECTOR
602913013 | TOGGLE HINGE
602923008 | THREADED ROD, 8-32 X 6", STAINLESS STEEL
602923012 | REFRIGERATOR CONTROL COVER
602933016 | MOUNTING WASHER
602953010 | PUMP GEAR TRAIN BOTTOM PLATE
602953012 | PUMP SHAFT SPACER
602953032 | DISCHARGE TUBE, 8.25, GLS
602953035 | LABEL, SERIAL NUMBER, CONTROLLER, GLS
602953039 | BULKHEAD TUBE FITTING
602954002 | CONTROL BOX MODIFICATION ASSEMBLY
602954005 | CONTROL PANEL ASSEMBLY
602954009 | PUMP MOTOR ASSEMBLY
602954010 | COMBINATION GEAR ASSEMBLY
602954011 | PUMP SHAFT ASSEMBLY
602954012 | TOP PLATE ASSEMBLY, PUMP GEAR TRAIN
602954015 | POWER CONNECTOR WIRING HARNESS * OUTSOURCED PART 3/2/2001
602954019 | CENTER SECTION ASSEMBLY
602954020 | CONTROL PANEL STUD ASSEMBLY
602954023 | HANDLE ASSEMBLY, GLS
602954026 | BATTERY HOLD DOWN ASSEMBLY
602954027 | TOGGLE LATCH ASSEMBLY
602954032 | TUBING HOOK BACK-UP PLATE ASSEMBLY
602954034 | BATTERY HOLD DOWN CORD ASSEMBLY
602954056 | CIRCUIT BOARD ASSEMBLY, CPU
602954057 | CIRCUIT BOARD ASSEMBLY, MOTOR DRIVER
602963033 | DISCHARGE TUBE, GLACIER, 2-1/2 GALLON GLASS, NALGENE, PROPAK, SILICONE TUBE (029132004) 5/8 OD X 3/8 ID X 11-1/4 1/4 LG NO DRAWING
602964007 | PUMP GEAR ASSEMBLY
602964013 | PUMP TUBING ASSEMBLY, GLACIER
602964030 | REPLACEMENT POWER SUPPLY ASSEMBLY WITH HEAT SINK BRACKET, LINK
602973019 | HINGE PLATE, SHORT, AVALANCHE
602973057 | LOCATOR PIN
602973058 | BOTTOM DUCT PLATE
602974009 | CIRCUIT BOARD ASSEMBLY, AVALANCHE CONNECTOR
602974018 | HINGE MOUNT ASSEMBLY AVALANCHE
602974019 | ADAPTER ASSEMBLY
603000050 | INSULATION START UP
603003286 | CABLE, 6 CONDUCTOR, 2/18GA, 4/20GA, PVC
603003424 | FOLDING HANDLE, STAINLESS STEEL
603003506 | AMP COVER, 4 PIN X 5/16 ID
603004114 | SNAP BUTTON ASSEMBLY
603004122 | GEAR CHASSIS ASSEMBLY
603004125 | PORTABLE PUMP MOTOR MOUNTING PLATE ASSEMBLY
603004127 | PUMP SHAFT ASSEMBLY, PORTABLE PUMP
603004149 | RAIN GAUGE CONNECT CABLE, 50' * OUTSOURCED 4/24/03
603004170 | SCISSORS MECHANISM ASSEMBLY
603004176 | THREADED ROD ASSEMBLY
603004178 | UNIVERSAL MOUNTING RING HARDWARE KIT
603004179 | CABLE BOX ASSEMBLY, 45AH BATTERY * OUTSOURCED 12/05/02
603004181 | 45AH BATTERY BOX KIT
603004192 | CIRCUIT BOARD ASSEMBLY, LMF60 TO MAX291 CICUIT ADAPTER
603113009 | CONTACT PLATE PIN ALSO, FOR MODEL 452, THIS IS A METER BEZEL
603113023 | RIGHT ANGLE BATTERY CONNECTOR
603113024 | CONNECTOR PROTECTOR CAP, MEDIUM
603113025 | CASE STANDOFF BRACKET
603113027 | LABEL, 4100 CASE FRONT
603113028 | CASE BOTTOM BAND GASKET
603113029 | CASE TOP BAND GASKET
603113032 | CONNECTOR CAP GASKET, MEDIUM
603113033 | HINGE PIN
603113034 | LATCH PIN
603113045 | LABEL, SERIAL NUMBER, 4110
603113050 | TRANSFORMER, PULSE 3110T
603113059 | LABEL, BATTERY INSTALLATION
603113062 | LABEL, BATTERY CAUTION
603114006 | CONNECTOR ASSEMBLY, ULTRASONIC
603114008 | CIRCUIT BOARD ASSEMBLY, ULTRASONIC SENSOR
603114009 | CASE ASSEMBLY, BODY
603114021 | CIRCUIT BOARD ASSEMBLY, LITHIUM CIRCUIT MODIFICATION
603114022 | BATTERY CONNECTOR ASSEMBLY * OUTSOURCED 5/28/03
603114029 | CIRCUIT BOARD ASSEMBLY, ULTRASONIC CPU/CONNECTOR
603123009 | LABEL, 4120 CASE FRONT
603124005 | CONNECTOR ASSEMBLY, SUBMERGED PROBE
603124007 | DESICCANT CART ASSEMBLY, CAPPED
603124008 | WIRING ASSEMBLY * OUTSOURCED PART
603124020 | CIRCUIT BOARD ASSEMBLY, SUBMERGED PROBE CPU CONNECTOR
603153007 | CABLE NUT
603153009 | CONNECTOR NUT
603153012 | HOSE BARB, .156 DIAMETER
603153013 | GROMMET
603153016 | LABEL, CASE FRONT
603153018 | LABEL, SERIAL NUMBER, 4150
603153022 | GASKET, 10 POINT CONNECTOR
603154004 | CONNECTOR ASSEMBLY
603154006 | CIRCUIT BOARD ASSEMBLY, SENSOR
603154017 | CIRCUIT BOARD ASSEMBLY, LEVEL/VELOCITY CPU CONNECTOR
603203031 | STREET LEVEL MOUNTING RING, 6"
603203032 | STREET LEVEL MOUNTING RING, 8"
603203034 | STREET LEVEL MOUNTING RING, 12"
603203038 | CLAMP BODY NUT
603204011 | MOUNTING RING INSERTION STRAP ASSEMBLY
603204013 | STREET LEVEL SIDE PLATE ASSEMBLY
603204020 | MOUNTING RING INSERTION TOOL ASSEMBLY
603204022 | CABLE KIT
603213001 | 1ST GEAR MODIFICATION
603213005 | 5TH GEAR MODIFICATION
603213006 | 1ST GEAR HUB
603213007 | GEAR HUB IDLER
603213020 | SUPPLY SHAFT, ENVIRONMENTAL DIVISION
603213025 | AMPHENOL HOLE COVER
603213032 | WINDOW
603213039 | SUPPLY SHAFT MODIFICATION
603213060 | LABEL, PRINTER
603213087 | CABLE, LCD, 6"
603213094 | LABEL, SERIAL NUMBER, MODEM
603213098 | PRINTER MODIFICATION
603213101 | SPOOL ENVIROMENTAL DIVISION
603213109 | PLOTTER PAPER TAKE-UP SHAFT
603213186 | SPLIT MOUNTING NUT
603213187 | GASKET, AMPHENOL 16S
603213198 | KEYBOARD PRINTED CIRCUIT BOARD SHIELD
603213212 | LABEL, 4210 CONTROL PANEL
603213213 | LABEL, SERIAL NUMBER
603213214 | LABEL, CASE TOP
603213216 | LABEL, CONNECTOR
603213229 | SPOOL END CAP
603213250 | CAGE COVER
603213255 | WALL MOUNT
603213258 | 3200 LID GASKET, 14.688 DIAMETER
603213259 | WINDOW
603213260 | 4200 CASE LID GASKET, ENVIRONMENTAL DIVISION
603213261 | DOOR GASKET
603213279 | LABEL, VOICE MODEM REGISTRATION NUMBER
603213297 | VELOCITY PROBE CABLE CONNECTOR (ENVIROMENTAL DIVISION)
603213306 | CASE TOP, GRAY
603213308 | CONNECTOR CAP GASKET, SMALL
603213309 | CONNECTOR CAP GASKET, LARGE
603213310 | CONNECTOR PROTECTOR CAP, SMALL
603213311 | CONNECTOR PROTECTOR CAP, LARGE
603213314 | FLAT CABLE BRACKET
603213316 | 4200 FERRITE BEAD CLAMP
603213317 | STANDOFF, 8-32 X .25 HEX X .44 LONG, ALUMINUM
603213342 | LABEL, CONNECTOR, 4-20MA OUTPUT
603213355 | 4200 MICROCONTROLLER, MULTIPLE ANALOG OUTPUT, REVISION 1.10
603214002 | MOTOR ASSEMBLY
603214019 | PRINTER CABLE ASSEMBLY, 10 PIN * OUTSOURCED PART 6/13/01
603214093 | BACK LIT LCD MODULE ASSEMBLY
603214096 | CONTROL PANEL SUB-ASSEMBLY
603214097 | CARD CAGE ASSEMBLY
603214098 | CIRCUIT BOARD ASSEMBLY, KEYBOARD
603214100 | CIRCUIT BOARD ASSEMBLY, 4210 ULTRASONIC AMPLIFIER
603214107 | CIRCUIT BOARD ASSEMBLY, ISOLATION AMPLIFIER
603214116 | OUTPUT CABLE ASSEMBLY, 15' * OUTSOURCED 6/12/03 DR
603214120 | 12VDC/SAMPLER WIRING ASSEMBLY * OUTSOURCED PART 3/19/01
603214122 | INTERROGATOR WIRING ASSEMBLY * OUTSOURCED PART
603214125 | PARAMETER WIRING ASSEMBLY * OUTSOURCED PART 3/2/2001
603214126 | ULTRASONIC WIRING ASSEMBLY * OUTSOURCED PART 6/13/01
603214127 | BACKING PLATE ASSEMBLY
603214132 | POWER SUPPLY WIRING ASSEMBLY * OUTSOURCED PART 3/19/01
603214136 | CASE BOTTOM SUB-ASSEMBLY, GRAY
603214139 | 4200 CHART DRIVE MOTOR ASSEMBLY
603214140 | RAIN GAUGE/COM1 WIRING ASSEMBLY * OUTSOURCED PART 6/14/01
603214141 | CASE LATCH ASSEMBLY
603214142 | 4200 LID ASSEMBLY, GRAY
603214147 | CIRCUIT BOARD ASSEMBLY, 4210 CPU WITH SOFTWARE
603214150 | CIRCUIT BOARD ASSEMBLY, 4200 MULTIPLE ANALOG OUTPUT, 1 CHANNEL
603214155 | CIRCUIT BOARD ASSEMBLY, KEYPAD FOR REPAIR
603214159 | PRINTER SUB-ASSEMBLY
603223005 | CONNECTOR FITTING
603223006 | AMPHENOL VENT TUBE
603223007 | CABLE FITTING
603223009 | BULKHEAD NUT
603223010 | BULKHEAD FITTING
603223015 | DISCONNECT VENT TUBE
603223100 | LABEL, SERIAL NUMBER
603223101 | LABEL, CASE TOP
603223102 | LABEL, CONNECTOR
603223104 | CABLE ASSEMBLY, LCD, 7"
603224011 | CONNECTOR MOUNTING PLATE ASSEMBLY
603224058 | SUBMERGED PROBE WIRING ASSEMBLY * OUTSOURCED 5/6/03
603224070 | CASE BOTTOM SUB-ASSEMBLY, GRAY
603224071 | CIRCUIT BOARD ASSEMBLY, 4220 CPU WITH SOFTWARE
603233008 | BARBED CLOSURE
603233014 | AIR FITTING
603233015 | FITTING NUT
603233021 | HOSE BARB
603233033 | BUBBLE RATE ADJUSTMENT VALVE GASKET
603233054 | COLLAR
603233061 | BUBBLE TUBE, VINYL, 1/8" ID X 20'
603233099 | HINGE PIN
603233106 | DESICCANT CAN HOLDER
603233115 | CONNECTOR CLIP, .688 DIAMETER
603233116 | CONNECTOR CLIP, .813 DIAMETER
603233117 | CONNECTOR CLIP, .938 DIAMETER
603233118 | LABEL, 4230 CONTROL PANEL
603233119 | LABEL, SERIAL NUMBER
603233120 | LABEL, CASE TOP
603233121 | LABEL, CONNECTOR
603233149 | PRESSURE TRANSDUCER MOUNT
603233158 | 4230 LABEL SET, FRENCH
603233230 | TAPER FITTING
603233234 | AIR PUMP MOUNTING BRACKET
603234022 | SUPPLY SPOOL ASSEMBLY
603234023 | REROLL SPOOL ASSEMBLY
603234030 | HOSE INSERT ASSEMBLY, 20'
603234052 | CIRCUIT BOARD ASSEMBLY, 4230 AMPLIFIER
603234054 | PUMP BASE ASSEMBLY
603234060 | CIRCUIT BOARD ASSEMBLY, 4230 SENSOR ***THIS IS NOT CALIBRATED. IF SELLING TOAN INTERNATIONAL DEALER, ROUTE THROUGH TECHNICAL SERVICE FOR CALIBRATION. IF THE UNIT WAS BUILT PRIOR TO JULY 2003, CABLE 69-3234-078 NEEDS TO BE
603234067 | CASE BOTTOM SUB-ASSEMBLY, GRAY
603234069 | DESICCANT CARTRIDGE ASSEMBLY WITH CAPS
603234071 | CIRCUIT BOARD ASSEMBLY, 4230 CPU WITH SOFTWARE FOR CUSTOMER REPLACMENT USE 60-3239-002
603239001 | AIR PUMP REPLACEMENT KIT, 4230 FLOW METER
603239002 | KIT, 4230 CPU REPLACEMENT
603243123 | BATTERY LID,ENVIRONMENTAL DIVISION
603243124 | CASE LATCH, ENVIRONMENTAL DIVISION
603243125 | CONNECTOR CAP STRAP, ENVIRONMENTAL DIVISION
603243148 | LABEL, FCC RULES
603253007 | TRANSDUCER PROTECTOR DISK
603253008 | MOUNTING PLATE
603253009 | MOUNTING NUT
603253018 | FRONT MOUNTING NUT
603253019 | PROBE INSTALLATION SEAL
603253022 | LABEL, CASE TOP
603253023 | LABEL, CONNECTOR
603253024 | LABEL, SERIAL NUMBER, 4250
603253031 | 4250 MOUNTING RING PLATE
603253032 | LABEL, VELOCITY PROBE, 10'
603253037 | SPACER, .116 ID X .187 OD X .055 LONG, STAINLESS STEEL
603253041 | HOSE BARB FITTING, .062 ID X .93 LONG, BRASS
603253044 | CONNECTOR CAP STRAP
603253045 | CONNECTOR CAP
603253047 | CONNECTOR MODIFICATION, 8 PIN
603253063 | LABEL, LOW PROFILE AREA VELOCITY PROBE
603253078 | GASKET MOUNTING ADAPTER
603254005 | AREA VELOCITY SENSOR EXTENSION CABLE,25'
603254011 | 4250 ACCESSORY PACKAGE
603254014 | CIRCUIT BOARD ASSEMBLY, VELOCITY/PARAMETER
603254017 | AREA VELOCITY WIRING ASSEMBLY * OUTSOURCED 08/23/02
603254024 | CIRCUIT BOARD ASSEMBLY, 4250 CPU WITH SOFTWARE
603283003 | RAIN GAUGE FUNNEL, ENVIRONMENTAL DIVISI
603283004 | LEVEL ADJUSTING KNOB
603283006 | DRAIN SCREEN
603283009 | JEWEL BEARING PIVOT, STAINLESS STEEL
603283012 | MAGNET MOUNT
603283016 | MOUNTING ROD
603283023 | MESH INLET SCREEN
603283030 | PIVOT SHAFT
603283044 | WASHER, FLAT, .172ID, DELRIN
603283045 | THUMB SCREW, 8-32, STAINLESS STEEL
603284004 | TIPPING BUCKET ASSEMBLY
603284008 | FUNNEL ASSEMBLY
603284010 | TIPPING BUCKET ASSEMBLY, METRIC
603403034 | UPPER PANEL GASKET
603403035 | TOTALIZER GASKET
603403036 | LOWER PANEL GASKET
603403040 | CASE HINGE
603403045 | LABEL, ULTRASONIC CASE TOP
603403070 | ULTRASONIC DISCONNECT GASKET
603403087 | LABEL, UNITS
603403150 | LABEL, LOWER COVER, METRIC OPTION
603403189 | POWER TRANSFORMER, 115/230V, 20VA, DUAL PRIMARY
603403190 | 3010 MICROCINTROLLER, REVISION 1.06
603403191 | 3020 MICROCONTROLLER, REVISION 1.06
603403214 | 3010 PULSE TRANSFORMER
603403215 | 3010 EPROM, REVISION 2.07
603403217 | BULKHEAD FITTING NUT
603404006 | CONTROL BOX LID ASSEMBLY
603404008 | CONTROL BOX LID SUB-ASSEMBLY
603404046 | CPU WITH DISPLAY ASSEMBLY, SUBMERGED PROBE
603404047 | CIRCUIT BOARD ASSEMBLY, SUBMERGED PROBE CPU
603404065 | CIRCUIT BOARD ASSEMBLY, ULTRASONIC CPU
603404066 | CIRCUIT BOARD ASSEMBLY, ULTRASONIC
603404071 | CONTROL PANEL ASSEMBLY
603404073 | TRANSFORMER MOUNTING BRACKET ASSEMBLY
603404074 | POWER TRANSFORMER ASSEMBLY
603404075 | WIRING ASSEMBLY * OUTSOURCED 7/2/03
603404078 | 3010 CONTROL BOX SUB-ASSEMBLY
603703004 | PUMP HOUSING, OUTSIDE ENVIRONMENTAL DIVISION THIRD PARTY CONTROLLED
603703009 | TOP SUPPORT BUSHING
603703012 | PUMP HOUSING BUSHING
603703013 | CONTROL PANEL RING ENVIRONMENTAL DIVISION
603703028 | STANDOFF, 6-32 X .25 HEX X .781 LONG, MALE/FEMALE, STAINLESS STEEL
603703030 | WINDOW DISPLAY
603703032 | LABEL, CONTROL PANEL
603703036 | STANDOFF, 6-32 X .25 HEX X 1.560 LONG, ALUMINUM
603703038 | DISTRIBUTOR DRIVE STANDOFF
603703040 | THUMB SCREW, LIQUID DETECTOR
603703045 | FLUORGLASS DETECTOR
603703091 | TUBE COUPLING, 3/8 TO 3/8
603703094 | DEBRIS DEFLECTOR
603703095 | .375 UPPER END CAP, CPVC
603703186 | CONNECTOR BACK PLATE GASKET
603703240 | 3700/3710 EPROM, REVISION 4.6
603703250 | DISTRIBUTER BASE PLATE, CE
603703252 | DESICCANT TRAY, CE * * * * THIRD PARTY CONTROLLED
603703256 | INTERCONNECT STRAP, 5.5"
603703257 | LABEL, SERIAL NUMBER, CONTROLLER, CE
603703278 | PUMP HOUSING BUSHING ENVIRONMENTAL DIVISION
603703291 | SPACER, PUMP GEAR CASE ASSEMBLY
603704008 | KEYPAD WIRING ASSEMBLY * OUTSOURCED PART 6/13/01
603704011 | GENEVA DRIVE SHAFT ASSEMBLY
603704017 | PUMP HOUSING ASSEMBLY, OUTSIDE
603704018 | PUMP HOUSING, INSIDE ENVIRONMENTAL DIVISION THIRD PARTY CONTROLLED
603704019 | PUMP HOUSING ASSEMBLY, INSIDE
603704021 | DETECTOR LID ASSEMBLY
603704022 | DETECTOR BASE ASSEMBLY
603704026 | PUMP TUBING ASSEMBLY, 42"
603704043 | PUMP TUBING ASSEMBLY, 47"
603704069 | 1/4" SUCTION LINE COUPLING ASSEMBLY
603704073 | 3/8" SUCTION LINE COUPLING ASSEMBLY
603704082 | CONTROL PANEL INSERT ASSEMBLY
603704085 | DETECTOR UPPER INSERT ASSEMBLY
603704089 | CONTROL BOX MODIFICATION ASSEMBLY
603704091 | PRINTER CONNECTOR ASSEMBLY * OUTSOURCED PART 3/19/01
603704092 | POWER SUPPLY ELECTRICAL ASSEMBLY
603704100 | DISTRIBUTOR ARM ASSEMBLY, BOTTOM
603704111 | BOTTLE HOLD DOWN CORD ASSEMBLY
603704134 | BOTTLE RETAINING STRAP
603704142 | CONTROL PANEL ASSEMBLY, CE
603704149 | BACK PLATE STUD ASSEMBLY, CE
603704150 | CIRCUIT BOARD ASSEMBLY, CPU, CE
603704151 | CIRCUIT BOARD ASSEMBLY, POWER SUPPLY CONNECTIONS
603704152 | CONTROL BOX SUB-ASSEMBLY, CE
603704154 | PUMP GEAR CASE ASSEMBLY, CE
603704156 | BACK PLATE ASSEMBLY WITH GASKET, CE
603704160 | MOTOR PLATE ASSEMBLY, CE
603704161 | EMI BASE PLATE ASSEMBLY, CE
603704162 | EMI SHIELD ASSEMBLY, CE
603704163 | DISTRIBUTOR TOP PLATE ASSEMBLY, CE
603704164 | DISTRIBUTOR WIRING HARNESS, CE * OUTSOURCED 10/30/01
603704165 | DISTRIBUTOR MOTOR ASSEMBLY, CE
603704167 | BOTTLE HOLD DOWN ASSEMBLY
603704172 | PUMP MOTOR WITH FILTER ASSEMBLY
603704173 | DISTRIBUTOR DRIVE ASSEMBLY, CE
603704174 | DISTRIBUTOR SHAFT ASSEMBLY
603708003 | CONTROL PANEL STUD ASSEMBLY
603713004 | LABEL, CONTROL PANEL
603713055 | CENTER SECTION SUPPORT
603713075 | LABEL, SERIAL NUMBER, CONTROLLER, CE
603714009 | PUMP TUBING ASSEMBLY, 36"
603714018 | PUMP TUBING ASSEMBLY, 40.5"
603714026 | CONTROL BOX MODIFICATION ASSEMBLY
603714037 | 3710C FLOAT SHAFT ASSEMBLY
603714044 | CONTROL PANEL SUB-ASSEMBLY, CE
603714045 | SHUTOFF MICROSWITCH ASSEMBLY, CE
603714047 | CONTROL BOX SUB-ASSEMBLY, CE
603714048 | CONTROL PANEL ASSEMBLY, CE
603714049 | MICROSWITCH MOUNTING PLATE ASSEMBLY, CE
603773015 | STANDOFF, 6-32 X .250 HEX X .750 LONG, ALUMINUM
603773018 | ROLL MOUNT
603773026 | LABEL, SERIAL NUMBER, FIELD PRINTER
603774007 | PRINTER COVER ASSEMBLY
603853061 | CAPILLARY HOLDER
603855014 | PROCESSOR MODIFICATION
603863007 | SHOULDER WASHER
603863008 | SEAL SPACER
603863025 | CARTRIDGE BODY, 10ML
603863072 | VENT TUBING, STAINLESS STEEL .009 ID (STOCK) X .063 OD (STOCK) X 10.0 .2 LONG (004-7462-51) CLEAN PER 60-1242-069, INSTALL PLUGS (109-0301-00) ON BOTH ENDSNO DRAWING
603863212 | UPPER CARTRIDGE ENDCAP 2.5 AND 10 ML SST
603864008 | THERMAL SWITCH ASSEMBLY
603864010 | CHECK VALVE CARTRIDGE.
603868034 | CARTRIDGE FILTER, 2 MICRON, .625 DIAMETER FILTER ELEMENT
603868044 | UPPER CARTRIDGE CAP, PINK VECTRA
603868045 | LOWER CARTRIDGE CAP, PINK VECTRA
603868046 | BAR CODED CARTRIDGE BODY, PINK VECTRA
603873006 | ARM COVER
603873018 | TROUGH
603873100 | FOXY JR MANUAL CE/NRTL
603873113 | MIXING CHAMBER COVER
603873142 | MIXING CHAMBER
603873144 | DROP FORMER
603874005 | LEFT/RIGHT MOTOR ASSEMBLY
603874006 | FRONT AND BACK MOTOR ASSEMBLY
603874014 | ARM RIBBON CABLE ASSEMBLY * OUTSOURCED 7/9/03
603874019 | TESTED DROP COUNTER CIRCUIT BOARD ASSEMBLY
603874031 | VALVE ASSEMBLY
603874041 | ARM CIRCUIT BOARD ASSEMBLY
603874042 | POWER CIRCUIT BOARD ASSEMBLY
603874048 | TESTED MAIN CIRCUIT BOARD ASSEMBLY
603874049 | TESTED POWER CIRCUIT BOARD ASSEMBLY
603874053 | CE/UL BRICK TRANSFORMER, 234 VOLT
603874056 | VALVE ASSEMBLY
603874067 | GROUNDED TUBING ASSEMBLY
603874073 | VOLTAGE REGULATOR CIRCUIT BOARD ASSEMBLY
603874074 | REPLACEMENT PART, 4-PORT VALVE ASSEMBLY
603874075 | FOXY JR. ARM CIRCUIT BOARD ASSEMBLY USE ONLY WITH OMRON SENSOR #EE-SX1103
603874089 | DROP COUNTER ASSEMBLY, BLACK
603875004 | PROGRAMABLE LOGIC DEVICE MODIFICATION, MOTOR CONTROL
603875010 | PROCESSOR MODIFICATION
603875011 | EPROM MODIFICATION
603877005 | MEMORY EXPANSION ACCESSORY PACKAGE
603877071 | DIVERTER VALVE, WITH MOUNTING BRACKET AND DROP COUNTER PLUG IN CONNECTOR FOR FOXY JR. *** ASK CUST. IF THEY WANT THE COMPLETE ASSEMBLY. IF SO THEY NEED TO ORDER 68-3877-001 INCLUDES THE ACCESSORY PKG.
603878009 | DROP FORMER ASSEMBLY
603878022 | ARM BODY ASSEMBLY (BEIGE)
603878074 | DROP FORMER ASSEMBLY
603879005 | ACCESSORY PACKAGE
603884006 | MOTOR ASSEMBLY
603884016 | REPLACEMENT SENSOR FOR RACK POSITION SENSOR HAS BLACK CABLE WITH 8 PIN SOCKETAND HAS BEEN CALIBRATED
603884020 | TESTED CIRCUIT BOARD ASSEMBLY, RETRIEVER 500
603923395 | CARTRIDGE ENDCAP SST LOWER 2.5 & 10ML
603933010 | SPIDER
603933033 | CHAMBER 01 PREHEATER COIL
603933034 | CHAMBER 02 PREHEATER COIL
603933061 | COUPLING SHIELD, CUT TO 2.00 .10 LONG, 7/8 OD CLEAR PROTECTIVE TUBING (802-0002-29) NO DRAWING
603933065 | STANDARD CHECK VALVE HOUSING
603933073 | FILTER RETAINING NUT
603933109 | CHAMBER #1 TO VENT FILTER #1 TUBING
603933112 | CHAMBER #2 TO VENT FILTER #2 TUBING
603933125 | MANUAL, SFX 220, CE MARK VERSION
603933172 | CHAMBER CAP WITH FLAT
603933173 | HANDLE WITH FINGER GUARD
603934011 | MOTOR ASSEMBLY, W/GEAR
603934012 | MOTOR ASSEMBLY, W/COUPLER
603934015 | CABLE ASSEMBLY * OUTSOURCED
603934023 | VALVE ASSEMBLY
603934024 | FILTERED VALVE ASSEMBLY
603934033 | 5 MICRON FILTER ASSEMBLY
603934072 | RS232 CABLE ASSEMBLY WITH FERRITES
603935003 | EPROM MODIFICATION
603935004 | EPROM MODIFICATION
603935031 | EPROM MODIFICATION - JAPAN 4350 PSI
603935032 | EPROM MODIFICATION - JAPAN 4350 PSI
603935034 | EPROM MODIFICATION - JAPAN 6500 PSI
603935035 | EPROM MODIFICATION - JAPAN 6500 PSI
604504052 | CIRCUIT BOARD ASSEMBLY, CPU WITHOUT MODEM FOR PUMP STATION MONITOR
604504053 | CIRCUIT BOARD ASSEMBLY, CPU WITH MODEM FOR PUMP STATION MONITOR
604653011 | LABEL, CONTROL PANEL
604653012 | POTENTIOMETER, 20K, 2W
604653022 | GEAR MODIFICATION, NYLON 32PITCH 16TEETH
604654006 | PUMP HOUSING ASSEMBLY, INSIDE
604654007 | PUMP HOUSING ASSEMBLY, OUTSIDE
604654011 | CONTROLS WIRING ASSEMBLY * OUTSOURCED 6/11 - CHANGED TO 694654013
604703123 | PUMP BASE FOR 4700 SERIES REFRIGERATED SAMPLER
604703125 | LATCH KEEPER
604703156 | BRACKET, BATTERY HOLDER
604704024 | PUMP PADDLE ASSEMBLY 4700 SERIES SAMPLER PUMP
604704028 | REPLACEMENT REFRIGERATION ASSEMBLY, 117VCOMPRESSOR INCLUDED ***THIS IS NOT A COMPLETE REFRIGERATOR***
604704029 | REPLACEMENT DISTRIBUTOR ASSEMBLY
604704032 | REPLACEMENT PUMP BAND ASSEMBLY
604704033 | REPLACEMENT DISTRIBUTOR ARM ASSEMBLY
604704034 | REPLACEMENT DISTRIBUTOR SHAFT ASSEMBLY
604704036 | REPLACEMENT PUMP COVER AND CAUTION LABEL
604704037 | REPLACEMENT FLUORGLASS HOLD DOWN KIT FOR 4700 SERIES REFRIGERATED SAMPLER
604704038 | REPLACEMENT FAN ASSEMBLY 117 VOLTS
604704039 | REPLACEMENT PUMP BASE WITH PIEZO
604704040 | REPLACEMENT POWER SUPPLY ASSEMBLY, 117V ***BEGINNING WITH SERIAL NUMBER 207H02221, THIS POWER SUPPLY REPLACES 694704010***
604704047 | REPLACEMENT DOOR ASSEMBLY FOR 4700 REFRIGERATED SAMPLER
604704052 | REPLACEMENT REFRIGERATION ASSEMBLY, 234V, INCLUDES COMPRESSOR ***THIS IS NOTA COMPLETE REFRIGERATOR***
604704055 | REPLACEMENT THUMB SCREW
604704056 | REPLACEMENT FAN ASSEMBLY 234V
604704060 | REPLACEMENT FLIP COVER ASSEMBLY
604704062 | REPLACEMENT POWER SUPPLY ASSEMBLY, 234V ***BEGINNING WITH SERIAL NUMBER 207L00043, THIS POWER SUPPLY REPLACES 694704010***
604704128 | REPLACEMENT PUMP ASSEMBLY (UTILIZING POWER SUPPLY 694704053) ***THIS PUMP ASSEMBLY REPLACES OLD PUMP ASSEMBLY 604704030 AS OF SERIAL NUMBER 207K01237 ON 115VAC UNITS, AND AS OF SERIAL NUMBER207L00043 ON 234VAC UNITS***
604704141 | REPLACEMENT PUMP BAND WITH PIEZO
604704142 | REPLACEMENT PUMP COVER ASSEMBLY
604704156 | REPLACEMENT BATTERY BACKUP
604704157 | REPLACEMENT HEATER ASSEMBLY
604708016 | PUMP SHAFT ASSEMBLY, 60T GEAR
604708018 | MOTOR PLATE FOR 4700 SERIES REFRIGERATEDSAMPLER
605203052 | PISTON
605203087 | FILTER
605203088 | FILTER RETAINER
605203143 | FILTER HOLDER
605203144 | FILTER FRIT RETAINING NUT
605204014 | CHECK VALVE ASSEMBLY
605204016 | SENSOR ASSEMBLY
605204019 | 10 CYLINDER PUMP ASSEMBLY
605204023 | FLOW CELL ASSEMBLY, 5 CHANNEL WITH REFERENCE
605204027 | PRESSURE TRANSDUCER ASSEMBLY
605204029 | FILTER ASSEMBLY
605204032 | BANK "A" AND "C" VALVE ASSEMBLY
605204034 | BANK "B" VALVE ASSEMBLY
605204037 | PACKAGE OF 10 LEAD CONNECTOR NUTS
605204041 | PACKAGE OF 10 2-PIECE FERRULES FOR 1/8 TUBING
605204042 | PACKAGE OF 10 NUTS FOR 1/8 TUBING
605204043 | PACKAGE OF 10 2-PIECE FERRULES FOR 1/16 TUBING
605204044 | PACKAGE OF 10 NUTS FOR 1/16 TUBING
605204046 | MOTOR ASSEMBLY
605204049 | SENSOR ASSEMBLY
605204051 | 4-WAY VALVE WITH LUER ASSEMBLY
605204066 | 4-WAY VALVE ASSEMBLY WITH PEEK LUER
605205042 | PRETESTED LAMP POWER CIRCUIT BOARD ASSY
605205044 | PRETESTED DETECTOR PREAMP CBA 5X
605205049 | PRETESTED INTERFACE INPUT/OUTPUT CBA
605205051 | PRETESTED 10X PRESSURE TRANSDUCER CBA
605213013 | DROP FORMER HOLDER
605214003 | PUMP ASSEMBLY, 234 VOLT
605214012 | TRANSDUCER ASSEMBLY
605214013 | POTENTIOMETER ASSEMBLY
605214014 | REPLACEMENT DIVERTER VALVE ASSEMBLY
605215009 | PRETESTED DISPLAY CIRCUIT BOARD ASSEMBLY
605233009 | DRIP SHIELD
605233020 | IDLER
605233027 | FOOT, BLACK
605233029 | DRIP TRAY
605233030 | STEPPER FLAG
605233031 | STEPPER FLAG MOUNT
605233053 | BULKHEAD FITTING LUER
605233109 | LAMP HEAT SINK
605233111 | UV LAMP LABEL
605233112 | UV LAMP SHIELD
605233116 | REPLACEMENT FAN
605233135 | JUMPER TUBING
605233137 | FLAG SPACER
605233158 | FRONT COVER MOUNT PLATE
605233216 | DETENT ARM
605233217 | DETENT PIVOT
605233220 | SHOULDER WASHER
605233247 | TOUCHSCREEN UPGRADE * **FOR TECHNICAL SERVICE ORDERS ONLY**
605233257 | UPPER VALVE CLIP
605233286 | DETENT ARM 4 POSITION
605233349 | RFID BACK WINDOW
605233404 | LINEAR BLOCK GRIP PLATE
605233407 | PUMP A LABEL
605233408 | PUMP B LABEL
605233409 | PUMP A MOTOR LABEL
605233410 | PUMP A SENSOR LABEL
605233411 | PUMP B MOTOR LABEL
605233412 | PUMP B SENSOR LABEL
605233413 | PISTON SEAL RETAINER
605233414 | PISTON HEAD
605233442 | 1/8" OD BLACK CONDUCTIVE TUBING, CUT TO 120" +/- 2", NO PRINT
605233443 | 3/16 OD BLACK CONDUCTIVE TUBING, CUT TO 120" +/-2" LONG, NO PRINT
605233444 | 3/16 OD, CLEAR TUBING, CUT TO 120" +/-2", NO PRINT
605233467 | Filter Housing
605233468 | Filter Screen Retainer
605233470 | Arm label
605233471 | SUPPORT SPRING
605233501 | COMPANION HARD DRIVE, REFURBISHED
605233520 | REFURBISHED RF IDE HARD DRIVE
605233521 | REFURBISHED RF SATA HARD DRIVE
605234008 | FOXY JR CIRCUIT BOARD ASSEMBLY, COMBIFLASH COMPANION
605234009 | DAMPER ASSEMBLY
605234016 | MIXER ASSEMBLY
605234017 | CONDENSING MIRROR ASSEMBLY
605234018 | FLOW CELL ASSEMBLY
605234020 | DROP COUNTER ASSEMBLY, BLACK
605234021 | ARM ASSEMBLY, COMBIFLASH COMPANION
605234023 | LEFT/RIGHT MOTOR ASSEMBLY, COMBIFLASH COMPANION
605234026 | LAMP DRIVE CIRCUIT BOARD ASSEMBLY, INHOUSE, COMBIFLASH COMPANION
605234029 | TESTED MOTHERBOARD ***WHEN ORDERING THISPART, ADD A LINE ITEM WITH PART NUMBER "CORECHG". THE CUSTOMER WILL SEE AN ADDITIONAL $500 CHARGE ON THEIR ORDER, BUT THEY WILL GET CREDIT WHEN THE DEFECTIS RETURNED.***
605234031 | VALVE ASSEMBLY, 5/16 PORTS
605234034 | INLET FILTER ASSEMBLY A, 1/8 OD TUBING
605234035 | INLET FILTER ASSEMBLY B, 1/8 OD TUBING
605234042 | ARM ASSEMBLY, COMPANION FOXY JR.
605234043 | PUMP HEAD "A" ASSEMBLY
605234044 | PUMP HEAD "B" ASSEMBLY
605234053 | Overpressure regulator kit
605234057 | UPPER COLUMN LUER MOUNT ASSEMBLY
605234061 | DC TO AC INVERTER CIRCUIT BOARD ASSEMBLYTESTED INHOUSE
605234062 | TOUCH SCREEN CIRCUIT BOARD ASSEMBLY TESTED INHOUSE
605234074 | TOUCH SCREEN ASSEMBLY
605234075 | R1 POTENTIOMETER ASSEMBLY, COMPANION XL
605234076 | R2 POTENTIOMETER ASSEMBLY, COMPANION XL
605234078 | 12ML PUMP ASSEMBLY
605234081 | REPLACEMENT FAN ASSEMBLY 3
605234082 | MOTHERBOARD ASSEMBLY
605234131 | CAT5 CABLE ASSEMBLY
605234144 | BACK RFID COVER ASSEMBLY
605234145 | SIDE RFID COVER ASSEMBLY
605234146 | INJECT VALVE MOTOR ASSEMBLY
605234148 | CASE TOP ASSEMBLY
605234149 | OPTICAL BENCH ASSEMBLY
605234150 | LEFT/RIGHT ARM MOTOR ASSEMBLY
605234158 | FRONT/BACK ARM MOTOR ASSY
605234159 | INJECT VALVE ASSEMBLY
605234160 | ARM ASSEMBLY
605234161 | HARD DRIVE ASSEMBLY
605234181 | MOTHERBOARD ASSEMBLY, REFURBISHED ***LIMITED AVAILABILITY***
605234182 | TESTED RF CONTROLLER CIRCUIT BOARD ASSEMBLY
605234183 | TESTED RF FOXY CIRCUIT BOARD ASSEMBLY
605234186 | REFURBISHED MOTHERBOARD ***LIMITED AVAILABILITY*** ***WHEN ORDERING THIS PART, ADD A LINE ITEM WITH PART NUMBER "CORECHG". THE CUSTOMER WILL SEE AN ADDITIONAL $500 CHARGE ON THEIR ORDER, BUT THEY WILL GET CREDIT WHEN THE DEFECT
605234189 | 12ML PUMP ASSEMBLY, REFURBISHED ***LIMITED AVAILABILITY***
605234208 | SOLID LOAD TUBE ASSEMBLY
605234209 | INJECT VALVE MOTOR W/CBA ASSEMBLY
605235002 | HARD DRIVE MODIFICATION
605235005 | EPROM MODIFICATION
605235007 | ELBOW MODIFICATION
605235008 | PUMP MODULE DRIVE CBA PUMP MODULE DRIVE, COMBIFLASH COMPANION
605235010 | CIRCUIT BOARD ASSEMBLY MODIFICATION, PRESSURE TRANSDUCER
605235011 | TESTED STEPPER MOTOR DRIVE, CBA CIRCUIT BOARD ASSEMBLY
605235022 | VALVE HOUSING MODIFICATION
605235027 | CALIBRATED 4X CIRCUIT BOARD ASSEMBLY
605235033 | CALIBRATED 10 PORT VALVE CONTROLLER, PROGRAM ID AND NUMBER OF POSITIONS PER ITEM 2
605235034 | TESTED PUMP DRIVE CBA
605235035 | TESTED PUMP DRIVE CBA
605235037 | POWER SUPPLY MODIFICATION
605235040 | CONNECTOR LUER 1/4-28 MODIFICATION
605235043 | CIRCUIT BOARD ASSEMBLY, SOLVENT MODULE, REPLACEMENT
605235049 | 1/4-28 Union Modification
605235057 | Hard drive modification
605237005 | COMPANION SOFTWARE UPGRADE
605237011 | ANNUAL PERIODIC MAINTENANCE KIT FOR COMBI-FLASH COMPANION
605237012 | SEMI-ANNUAL PERIODIC MAINTENANCE KIT FOR COMBI-FLASH COMPANION
605237029 | COMPANION TOUCHSCREEN KIT
605237030 | VALVE REPLACEMENT KIT
605237056 | PREVENTATIVE MAINTENANCE KIT, COMBIFLASHRF
605238043 | POTENTIOMETER ASSEMBLY
605238057 | POTENTIOMETER ASSEMBLY
605238074 | PIVOT MOUNT
605238092 | 12ML CYLINDER ASSEMBLY
605238123 | LAMP ASSEMBLY
605239001 | ACCESSORY PACKAGE, FOR COMPANION
605239002 | ACCESSORY PACKAGE, 4X
605239006 | ACCESSORY PACKAGE, COMBIFLASH RF
605243008 | SAMPLE CARTRIDGE ARM
605243011 | TOP LUER
605243017 | LUER CLAMP, BLACK
605243028 | LUER FITTING, SMALL COLUMNS
605243029 | LUER FITTING, LARGE COLUMNS
605243032 | COLUMN ARM
605243046 | TUBE LOCK
605244035 | INLET FILTER ASSEMBLY A, 3/8 OD TUBING
605244036 | INLET FILTER ASSEMBLY B, 3/8 OD TUBING
605244044 | FLOW CELL ASSEMBLY, LARGE PORT
605244045 | PUMP HEAD "A" ASSEMBLY
605244050 | LIQUID INJECTION KIT
605244053 | COMPANION XL REPLACEMENT COLUMN SELECT VALVE ASSEMBLY
605245001 | TOP HOLDER MODIFICATION
605245002 | VALVE MODIFICATION
605245004 | TESTED MOTHERBOARD ***WHEN ORDERING THISPART, ADD A LINE ITEM WITH PART NUMBER "CORECHG". THE CUSTOMER WILL SEE AN ADDITIONAL $500 CHARGE ON THEIR ORDER, BUT THEY WILL GET CREDIT WHEN THE DEFECTIS RETURNED.***
605245005 | POWER SUPPLY MODIFICATION
605245007 | HARD DRIVE MODIFICATION
605245011 | TESTED MOTHERBOARD, REFURBISHED ***LIMITED AVAILABILITY*** ***WHEN ORDERING THIS PART, ADD A LINE ITEM WITHPART NUMBER "CORECHG". THE CUSTOMER WILLSEE AN ADDITIONAL $500 CHARGE ON THEIR ORDER, BUT THEY WILL GET CREDIT WHEN THE
605248001 | LAMP ASSEMBLY
605248027 | COLUMN TUBING ASSEMBY
605249001 | ACCESSORY PACKAGE, COMPANION XL
605249100 | SERVICE KIT, COMBIFLASH COMPANION XL
605314661 | CIM REWORK KIT. REQUIRES 4 OTHER SPAS AS WELL AS OTHER PARTS.
605394450 | WIRING HARNESS FOR COMPANION MOTHER BOARD TO POWER SUPPLY.
606003011 | VOC BOTTLE RACK, ENVIRONMENTAL DIVISION
606003066 | BACKING PLATE GASKET
606003076 | NEEDLE MOUNT ROD GUIDE
606003089 | COMPRESSOR MODIFICATION
606003097 | LOWER CHECK BALL SPRING
606003098 | UPPER CHECK BALL SPRING
606003100 | NEEDLE GUIDE RETAINING NUT
606003104 | BOTTLE CAP MODIFICATION
606003120 | TWIN TUBE SAMPLE LINE TWIN BONDED TUBING, 1/4" 0.006"X1/8" 0.005" FEP LINED (.010") LDPE TUBING AND 3/8"X 1/4" 0.005" LDPE TUBING SKIP BONDED-6" WELDS AND 8" SKIPS. MADE IN 500' LENGTHS OF SPOOLED ROLLS.
606003122 | LABEL, TOWER WARNING
606003151 | TAPER PIN
606003169 | NEEDLE GUIDE RETAINING NUT
606003171 | COLLAR WASHER
606003187 | SHAFT COUPLING MODIFICATION
606003206 | SAMPLE IN FITTING
606003212 | SAMPLE TRANSPORT TUBING, INTERNAL
606003226 | SENSOR MOUNT
606003228 | DESICCATOR ADAPTER
606003235 | SLIDE ROD NEEDLE FRAME
606003236 | SLIDE ROD NUT
606003237 | LOWER NEEDLE GUIDE
606003238 | CENTER TUBE BUSHING, LARGE
606003240 | VALVE SPACER
606004021 | TOWER DRIVE MOTOR ASSEMBLY
606004040 | CIRCUIT BOARD ASSEMBLY, DRIVER WITH TOWER OPTION
606004043 | PANEL WIRING ASSEMBLY * OUTSOURCED 10/24/03
606004045 | BOTTLE RACK DRIVE ASSEMBLY
606103002 | EXTRUDED H-CHANNEL, CUT TO 16.09 .05 LONG (092-0001-25) NO DRAWING
606103015 | SAMPLE TUBE .125 ID (STOCK) X .25 OD (STOCK) X 21.0 .0/-0.0 LONG (029-0708-04) NO DRAWING
606104001 | PANEL WIRING HARNESS * OUTSOURCED 10/24/03
606104015 | CIRCUIT BOARD ASSEMBLY, DRIVER WITH TOWER OPTION
606104018 | NEEDLE SUBASSEMBLY
606104022 | PNEUMATIC CONTROL ASSEMBLY
606105008 | FILTER MODIFICATION
606105010 | PNEUMATIC BOX, MODIFIED 02122209 MODEL ROSE POLYESTER GLASS
606105017 | PRESSURE REGULATOR MODIFICATION REMOVE STEEL WOOL AND FILTER DISK FROM PORT HP NO DRAWING
607003003 | END CAP, ADFM CANISTER BATTERY * RDI #815-2059-00
607004001 | CIRCUIT BOARD ASSEMBLY, MOTHERBOARD, ADFM12, DC POWER RDI #725-2020-02
607004002 | CIRCUIT BOARD ASSEMBLY, MOTHERBOARD, ADFM12 MGD #725-2020-00
607004037 | CIRCUIT BOARD ASSEMBLY, ALKALINE BATTERY* RDI #725-3032-00
607004052 | CABLE, PRESSURE SENSOR, ADFM CANISTER (OLD) RDI #735-2045-00
607004069 | CIRCUIT BOARD ASSEMBLY, ADFM FRONT PANELINTERFACE, RDI #725-2017-00
607103016 | GUIDE, ADFM CBA
607104007 | EYE BOLT ASSEMBLY
607104009 | HOUSING ASSEMBLY, WITH FEED THROUGH
607309002 | ADFM-HOT TAP CLAMPING COLLAR REPLACEMENTKIT
607404011 | ACCQMIN RECEIVER CIRCUIT BOARD ASSEMBLY,RDI #72B-2003-13
607404012 | PIO CIRCUIT BOARD ASSEMBLY, ACCQMIN, RDI#72B-2001-13
607404013 | DSP CIRCUIT BOARD ASSEMBLY, ACCQMIN, RDI#72B-2002-13
607404014 | I/O EXPANDER CIRCUIT BOARD ASSEMBLY, ACCQMIN, RDI #72B-2017-00
607404015 | PERSONALITY MODULE (RS232), ACCQMIN, RDI#72B-2020-00
607504012 | REPLACEMENT ASSEMBLY,ACCQCOMM CASE AND LABEL ** NEED TO GET SERIAL NUMBER OF THE UNIT
607704002 | CABLE, PRESSURE SENSOR
609003005 | FLOW METER MODULE TOP, ENVIRONMENTAL DIVISION
609003007 | DISTRIBUTOR TOP PLATE, ENVIRONMENTAL DIVISION
609003017 | FR CONTROLLER ADAPTER
609003020 | CONNECTOR NUT
609003027 | PERISTALTIC PUMP COVER MODIFICATION
609003029 | CONTROL PANEL HOLD DOWN
609003031 | CONNECTOR HOLE PLUG
609003035 | HINGE PIN, .094 OD X 3.635 LONG
609003040 | BUSHING, .184 ID
609003043 | LABEL, CONTROL PANEL
609003045 | DC SERVO MOTOR
609003046 | PIEZO FILM DETECTOR
609003047 | FLUORGLASS TEFLON BARRIER
609003052 | HINGE PIN, .188 OD X 2.000 LONG
609003054 | CONTROL BOX GASKET
609003060 | THUMB SCREW SHAFT
609003066 | CONTROL PANEL GASKET
609003074 | PLUG STRAP
609003075 | FLOW MODULE CONNECTOR PLUG
609003088 | BULKHEAD FITTING
609003103 | INLET FILTER FITTING
609003110 | BULKHEAD FITTING
609003111 | MANIFOLD
609003112 | PUMP SHAFT OPTICAL DISK
609003120 | BUBBLER MODULE CASE MODIFICATION
609003128 | TUBE GUIDE CLIP
609003130 | SUBMERGED PROBE MODULE CASE MODIFICATION
609003133 | CONTROL PANEL BOTTOM HOLD DOWN
609003137 | LABEL, LIQUID DETECTOR
609003140 | LABEL, ISCO ULTRASONIC
609003143 | MODULE CASE MODIFICATION
609003144 | 4-20MA MODULE CASE MODIFICATION
609003145 | LABEL, PH
609003146 | LABEL, 4-20MA
609003154 | LATCH, OVER CENTER WITH SPRING, LARGE
609003160 | LABEL,POWER SUPPLY, 120V
609003172 | LABEL, CONNECTOR
609003182 | REFRIGERATOR FILTER
609003209 | DISTRIBUTOR STOP
609003219 | LABEL, SERIAL NUMBER, 5 X 1.75
609003249 | DRAIN
609003250 | DRAIN CAP STRAP
609003259 | 8 PIN CONNECTOR MODIFICATION
609003260 | DISCHARGE TUBE, S, 24 BOTTLES, 17.25
609003273 | DISTRIBUTOR SHAFT EXTENSION, FR, 24 BOTTLES
609003275 | DISTRIBUTOR SHAFT EXTENSION, FR, 2 BOTTLES
609003291 | CONNECTOR CAP STRAP
609003294 | DRAIN CAP
609003300 | THREADED ROD, 8-32 X 5.00 LONG, STAINLESS STEEL
609003301 | STOP ARM
609003317 | COMPRESSION SPRING, .730 OD X.045 WIRE, 4.5, STAINLESS STEEL
609003323 | CONNECTOR MODIFICATION, 1/16 DIAMETER HOLE
609003345 | LABEL, AREA VELOCITY MODULE
609003347 | LABEL, SUBMERGED PROBE
609003362 | BOOT PROM, ATMEL 29C040A
609003364 | LABEL, SERIAL NUMBER, BUBBLER
609003384 | REFRIGERATOR FOOT PLATE
609003392 | PRINTED CIRCUIT BOARD, THERMOSTAT LOGIC, CE
609003406 | STANDOFF, 4-40/6-32 X .25 HEX, .25 LONG, MALE/MALE, STAINLESS STEEL
609003408 | INTERCONNECT STRAP, 4.125"
609003425 | HOSE BARB, STAINLESS STEEL
609003426 | HOSE BARB, DELRIN
609003431 | LABEL, BUBBLER, CE
609003464 | 750 BOOT PROM, ATMEL 1 MEG
609003490 | AMPLIFIER COVER
609003497 | BUSHING
609003498 | REFRIGERATOR BACK COVER, CE
609003507 | MODULE GASKET WITH ADHESIVE
609003556 | THRUST SPACER BUSHING
609003561 | OPTICAL SPACER
609003568 | GEAR PITCH 15 TEETH 20 DEGREE PRESSURE ANGLE MATERIAL BRASS
609003600 | MICRO CONTROLLER PROGRAMMED PROCESSOR FOR VOICE MODEM
609003618 | PUMP MOUNTING PLATE
609003648 | PUMP MOUNTING PLATE
609004006 | DISPLAY/KEYPAD ASSEMBLY
609004008 | GEAR ASSEMBLY
609004009 | PUMP PADDLE ASSEMBLY
609004011 | CONTROL BOX SUB-ASSEMBLY, BOTTOM
609004013 | LIQUID DETECTOR LID ASSEMBLY
609004014 | DISTRIBUTOR MOTOR ASSEMBLY
609004015 | WORM SHAFT ASSEMBLY
609004016 | DISTRIBUTOR SHAFT ASSEMBLY
609004019 | DISTRIBUTOR ARM ASSEMBLY, TOP
609004020 | DISTRIBUTOR ARM ASSEMBLY, BOTTOM
609004045 | PUMP SHAFT ASSEMBLY
609004046 | MOTOR ASSEMBLY
609004073 | PUMP MOUNTING PLATE ASSEMBLY
609004078 | PUMP HOUSING BAND ASSEMBLY
609004094 | TEMPERATURE CONTROL BOX ASSEMBLY
609004105 | DESICCANT CARTRIDGE ASSEMBLY
609004114 | OPTICAL SENSOR ASSEMBLY * OUTSOURCED 08/15/02
609004121 | DISTRIBUTOR STOP PLATE ASSEMBLY
609004144 | ACCESSORY PACKAGE
609004145 | CAP ASSEMBLY MODIFICATION
609004171 | CIRCUIT BOARD ASSEMBLY, DISTRIBUTOR OUTSOURCED, BUILT TO STANDARD IPC-A-610 REV.C CLASS II. 100% VISUAL INSPECTION REQUIRED. NOT TESTED AT CONTRACT MFG. TRIM COMPONENT LEADS PER IPC-A-610 REV.CCLASS II USES KIT 69-9004-318
609004177 | MOTOR AND GEAR ASSEMBLY
609004180 | CIRCUIT BOARD ASSEMBLY, AREA VELOCITY MODULE, ANALOG
609004185 | AIR TANK ASSEMBLY
609004197 | CONTROL PANEL ASSEMBLY, CE
609004198 | MOTOR MOUNTING PLATE ASSEMBLY, CE
609004199 | PUMP GEAR CASE ASSEMBLY, CE
609004200 | CONTROL PANEL SUB-ASSEMBLY, CE
609004201 | RETAINING CLIP ASSEMBLY, CE
609004203 | PUMP SENSOR WIRING ASSEMBLY, CE * OUTSOURCED 1/14/03
609004205 | CIRCUIT BOARD ASSEMBLY, THERMOSTAT LOGIC, CE
609004206 | 8 PIN CONNECTOR ASSEMBLY, CE * OUTSOURCED PART 6/14/01
609004208 | TEMPERATURE CONTROL BOX ASSEMBLY, 120V
609004217 | CIRCUIT BOARD ASSEMBLY, FR, THERMOSTAT LOGIC, CE
609004224 | REFRIGERATOR WIRING HARNESS, CE * OUTSOURCED 08/23/02
609004225 | TEMPERATURE CONTROL BOX ASSEMBLY, CE
609004226 | AIR TEMPERATURE SENSOR WIRING ASSEMBLY, CE OUTSOURCED 10/24/03
609004240 | EVAPORATOR TEMPERATURE SENSOR WIRING ASSEMBLY, CE OUTSOURCED 10/24/03
609004241 | AMBIENT TEMPERATURE SENSOR WIRING ASSEMBLY, CE OUTSOURCED 10/22/02
609004242 | LINE CORD, FR, 120VAC * OUTSOURCED 10/09/02
609004244 | COMPACT LATCH REPLACEMENT KIT ***INCLUDES COMPONENTS FOR THREE REPLACEMENT LATCHES FOR THE COMPACT SAMPLER***
609004246 | CENTER SECTION ASSEMBLY, STANDARD
609004251 | LATCH REPLACEMENT KIT, STANDARD
609004257 | CIRCUIT BOARD ASSEMBLY, FR, THERMOSTAT LOGIC
609004268 | LINE VOLTAGE AMPLIFIER ASSEMBLY
609004269 | MOTOR/HEATER AMPLIFIER ASSEMBLY
609004281 | CONFIGURATION KIT, SR, COMP BOTTLE
609004282 | DESICCANT CARTRIDGE ASSEMBLY
609004284 | MODULE COVER HARNESS ASSEMBLY * OUTSOURCED PART 6/19/01
609004287 | CONTROL BOX ASSEMBLY, BOTTOM
609004295 | PUMP COVER ASSEMBLY
609004296 | MOTOR MOUNTING PLATE ASSEMBLY, CE
609004297 | CONTROL BOX TOP ASSEMBLY
609004298 | PUMP MOUNTING PLATE ASSEMBLY
609004300 | PUMP HOUSING BAND ASSEMBLY
609004301 | PUMP GEAR CASE ASSEMBLY, CE
609004302 | CONTROL BOX SUB-ASSEMBLY, TOP
609004303 | GEAR ASSEMBLY
609004304 | SHAFT BUSHING SUB-ASSEMBLY
609004305 | LOWER BEARING ASSEMBLY, PUMP
609004308 | PUMP GEAR CASE ASSEMBLY, WITHOUT MOTOR
609004324 | CIRCUIT BOARD ASSEMBLY, 6712 CPU, 2000 MODEL
609004328 | 6712 CONTROL PANEL ASSEMBLY, CE
609004344 | 6700 CPU REPLACEMENT KIT ASSEMBLY THIS ASSEMBLY MUST BE USED WHEN REPLACING THE 6700 CPU CBA
609004346 | CIRCUIT BOARD ASSEMBLY, 6712 CONNECTOR, 2001 MODEL
609004348 | TEMPERATURE SENSOR CABLE ASSEMBLY
609009001 | PUMP SEAL UPGRADE KIT
612723028 | WIRE RACK MOUNTING PLATE, CLEAR ANODIZED
612723042 | DOOR HANDLE, POWDER COATED
612723043 | DOOR LATCH, POWDER COATED
612724059 | CONDENSER COIL ASSEMBLY, POWDER COATED
612743009 | SUPPORT BRACKET, CLEAR ANODIZED
612743037 | SUPPORT BRACKET, 2 BOTTLE, CLEAR ANODIZED
612814018 | HOUSING SUB-ASSEMBLY, 6", CLEAR ANODIZED
612814022 | HOUSING SUB-ASSEMBLY, 8", CLEAR ANODIZED
612814026 | HOUSING SUB-ASSEMBLY, 10", CLEAR ANODIZED
613113008 | BATTERY CONTACT #1, PLATED
613113035 | BATTERY CONTACT #2, PLATED
613113036 | BATTERY CONTACT #3, PLATED
613233053 | TAKE-UP SHAFT, ANODIZED
613283007 | TUBE BODY, POWDER COATED
616003056 | PUMP INLET, PASSIVATED
616003058 | CENTER TUBE, PASSIVATED
616003230 | CENTER TUBE END, UPPER, PASSIVATED
616003244 | PUMP HEAD, PASSIVATED
662137051 | DIVERTER VALVE WITH KEL-F BODY FOR USE WITH FOXY 200
662137052 | SECURITY VALVE WITH DROP COUNTER PLUG IN CONNECTOR FOR FOXY 200
662137057 | PREP DIVERTER VALVE WITH PHONE PLUG MOUNTS ON ARM OF FOXY 200
662137067 | DIVERTER VALVE WITH TEFLON BODY FOR USE WITH FOXY 200
690083004 | FLOW CELL WRENCH
690083200 | QUARTZ ROD, TYPE ES SYNTHETIC
690253056 | QUARTZ WINDOW
690943193 | CHART PAPER DISCONTINED CATALOG #, REPLACED BY: 68-0947-025 OR 68-0947-026 .........DISCONTINUED 11-02-92..........
690943237 | SPUR GEAR, 192 TEETH
690943254 | SWITCH ROTARY 2 POLE 11 POSITION
690944142 | CIRCUIT BOARD ASSEMBLY, RECORDER OUTSOURCED, BUILT TO AND LEADS TRIMMED TO IPC-A-610 CLASS II CURRENT REVISION, 100% VISUAL INSPECTION REQUIRED, NOT TESTED AT CONTRACT MANUFACTURER, USES KIT 69-0944-141
691003563 | EXCLAMATION LABEL ***third party controlled
691003576 | LABEL, HOT ICON PER IEC 1010-1
691003591 | LABEL, WASTE BIN, UNIT * * * * THIRD PARTY CONTROLLED
691003596 | USE PERIOD LABEL, CHINESE ROHS
691103106 | DROP COUNTER SLEEVE
691243429 | CONTROLLER FRONT PANEL LABEL
691243431 | WORM GEAR
691243455 | CYLINDER CAP SEAL, 500 ML "THIRD PARTY CONTROLLED"
691243465 | CYLINDER CAP SEAL, 100ML "THIRD PARTY CONTROLLED"
691243481 | PRINTED CIRCUIT BOARD, TACHOMETER SENSOR, PANELIZED, 10 PER PANEL
691243560 | SPUR GEAR, 50T, 20P
691243562 | MOTOR 24VDC
691243563 | EXTENDED WORM, 100DX/260D/500D
691243575 | 100 ML CYLINDER
691243576 | NITRONIC 260 ML CYLINDER
691243577 | NITRONIC 500 ML CYLINDER
691243665 | PRINTED CIRCUIT BOARD, POWER
691243717 | PINION GEAR, 24T, 24P
691243718 | COMBINATION GEAR
691243753 | HASTELLOY PISTON 100DM/DX
691243754 | HASTELLOY SEAL RETAINER 100DM/DX
691243779 | CYLINDER CAP SEAL FOR 1000D "THIRD PARTYCONTROLLED"
691243780 | 1000D CYLINDER IN NITRONIC
691243789 | PRESSURE TRANSDUCER, 2000 PSI HASTELLOY C22 BODY . .
691243793 | CYLINDER, 1000ML DX SYRINGE PUMP HASTELLOY
691243800 | COMBINATION GEAR
691244413 | TRANSDUCER CABLE ASSEMBLY 65D SYRINGE PUMP
691244415 | UNIVERSAL SENSOR HARNESS
691244851 | CIRCUIT BOARD ASSEMBLY, ANALOG/4-20 MA OUTPUT FOR HAZARDOUS LOCATION PUMP, OUTSOURCED, BUILT TO AND LEADS TRIMMED TO IPC-A-610 REV C, CLASS II, 100% VISUAL INSPECTION REQ'D, NOT TESTED AT CONTRACT MFG, USE KIT 69-1244-850
691244923 | COMPONENT KIT FOR CBA 69-1244-924, TACHOMETER SENSOR.
691244924 | CIRCUIT BOARD ASSY, TACHOMETER SENSOR OUTSOURCED. BUILD TO AND LEADS TRIMMED TO STANDARD IPC-A-610 CLASS II, CURRENT REVISION. 100% VISUAL INSPECTION REQ'D NOT TESTED AT CONTRACT MFR. USE COMPONENT KIT 69-1244-923.
691293358 | SOLID POINT HYPODERMIC NEEDLE, 18 GAUGE, STAINLESS STEEL
691293475 | DISTRIBUTION VALVE, 3 PORTS
691613213 | STEPDOWN TRANSFORMER, WALL PLUG IN BLOCK W/6 FOOT CORD, 117VAC INPUT, 14.0VAC OUTPUT. CSA CERTIFIED. IF CUST. HAS OLD STYLE(CALCULATOR STYLE) USE THIS #, CUST. WOULD HAVE TO HARDWIRE TO UNIT. IFNEW STYLE ORDER 60-1614-091.
691784045 | CIRCUIT BOARD ASSEMBLY, ANALOG OUTPUT OUTSOURCED, BUILT TO AND LEADS TRIMMED TO STANDARD IPC-A-610 CLASS II, CURRENT REVISION. 100% VISUAL INSPECTION REQ'D NOT TESTED AT CONTRACT MFR. USE COMPONENT KIT 69-1784-044
691843401 | FLOW CELL WINDOW
691843463 | THERMAL LIMIT SWITCH CSA CERTIFIED ****THIRD PARTY CONTROLLED
692003017 | BATTERY CAP GASKET
692003031 | LABEL, VELOCITY NODE, TOP
692003067 | BATTERY CAP PLATE * * * * THIRD PARTY CONTROLLED
692003128 | LABEL, WIRELESS NODE TOP
692003143 | LABEL, KEYPAD FIELD WIZARD MODEL 2101
692003150 | LABEL, WIZARD, TOP
692003162 | LABEL, 2103 MODEM MODULE
692003172 | CABLE, FEMALE PROBE PLUG * * * * THIRD PARTY CONTROLLED
692003174 | CABLE, MALE PROBE CAP * * * * THIRD PARTY CONTROLLED
692003189 | SMALL LATCH * * * * THIRD PARTY CONTROLLED
692003190 | LARGE LATCH * * * * THIRD PARTY CONTROLLED
692003192 | STATIC SHIELD * * * * THIRD PARTY CONTROLLED
692003216 | CODED NEURON NODE, SOFTWARE REV. 2.3
692003366 | LABEL, 2110 ULTRASONIC FLOW MODULE
692003502 | LABEL, FRONT, 2103C CELLULAR MODEM MODULE
692003572 | LABEL, FRONT, 2105 INTERFACE MODULE
692004178 | CIRCUIT BOARD ASSEMBLY, MODEM NODE OUTSOURCED, BUILD AND TRIM TO IPC-A-610 CLASS II, LATEST REV. 100% VISUAL INSP REQ'D. TESTED AT CONTRACT MFR. USE KIT 69-2004-177 THIRD PARTY CONTROLLED
692004373 | CIRCUIT BOARD ASSEMBLY, MULTI PURPOSE NODE OUTSOURCED, BUILD AND TRIM TO IPC-A-610 LATEST REV, CLASS II, 100% VISUAL ISNP REQ'D, TEST, AT CM, USE KIT 69-2004-372
692004456 | CIRCUIT BOARD ASSEMBLY, 24 VOLT INPUT RATED, NODE POWER OUTSOURCED, BUILD AND TRIM TO IPC-A-610 LATEST REV, CLASS II, 100% VISUAL INSP REQ'D, TEST AT CM, USE KIT 69-2004-455
692133122 | 2-WAY VALVE WETTED SUFACES KEL-F (POLYCHLOROTRIFLUOROETHYLENE)
692133265 | ROLLER SHAFT
692133305 | FRONT PANEL LABEL
692133383 | THREE WAY VALVE, 12V, TEFLON BODY
692133403 | TRANSFORMER IEC 1010-1 INGLOT ELECTRONICS #5P49
692133502 | FOXY 200 FRONT PANEL LABEL FOR VARIAN
692133588 | COMPRESSION SPRING
692133629 | MINIATURE ROCKER SOLENOID VALVE, 3-WAY, 24 VDC, FFKM SEALS, PRESSURE RANGE: 0-28 PSI, 1/16 INCH ORIFICE, 2 FEP LEADS19 INCHES LONG, CUSTOM PEEK MANIFOLD WITH 1/4-28 UNF PORTS
692134609 | CIRCUIT BOARD ASSEMBLY, CPU, FOXY OO6, BUILD AND TRIM LEADS TO IPC-A-610 LATESTREV, CLASS II, 100% VISUAL INSPECTION REQ'D, TESTED AT CONTRACT MFG. USE KIT 69-2134-608
692203047 | FRIT, POLYETHYLENE 15-45 MICRON, 1.075 DIA, .125 THICK, 40 GRAM COLUM POREX #X4901 CAN BE PROVIDED TO CUSTOMERS AT NO ¦
692253263 | TACHOMETER DISK 2X 200 LINE
692253272 | SPUR GEAR, 32 PITCH, 20 TEETH, 1/4 BORE
692253278 | COMPRESSION SPRING
692273049 | CLEAR BOSTON ROUND BOTTLE, 32 OZ, 33MM NECK, 93MM DIA, SILKSCREENED WITH GRADUATIONS AND ISCO LOGO IN BLUE
692953011 | TRIM RING
692953015 | LABEL, CONTROL BOX
692953016 | LABEL, CONNECTOR
692953018 | BOX, 2.875 X 2 X 4
692953036 | LABEL, GLS PUMP
692953037 | LABEL, PUMP CAUTION
692954054 | CIRCUIT BOARD ASSEMBLY, CPU
692954057 | CIRCUIT BOARD ASSEMBLY, CONT PNL KYPD OUTSOURCED, BUILD AND TRIM LEADS TO STANDARD IPC-A-610 CLASS II, CURRENT REVISION. 100% VISUAL INSPECTION REQ'D NOT TESTED AT CONTRACT MFR. USE COMPONENT KIT 69-2954-056
692963036 | BOTTLE RETAINER, NARROW
692973015 | LABEL, AVALANCHE
692973018 | LABEL, CONTROL PANEL, AVALANCHE
692973037 | CABLE HARNESS SET C FAN ASSEMBLY, AVALANCHE
692974027 | POWER SUPPLY ASSEMBLY, AVALANCHE/GLACIER
693154024 | CIRCUIT BOARD ASSEMBLY, CONN LVL/VEL S/POUTSOURCED, BUILT TO AND LEADS TRIMMED TO STANDARD IPC-A-610 CLASS II CURRENT REVISION. 100% VISUAL INSPECTION REQ'D. NOT TESTED AT CONTRACT MFR. USE COMPONENT KIT 69-3154-023
693214373 | Circuit Board Assembly, 4210 Ultrasonic Amplifier, Outsourced, Build and trim toIPC-A-610 Latest Rev, Class 2, 100% visual insp req'd, test at CM, use Kit 69-3214-372
693234078 | 4230 SENSOR WIRING ASSEMBLY
693404088 | CIRCUIT BOARD ASSEMBLY, 3010 TERM STRIP OUTSOURCED, BUILT TO AND LEADS TRIMMED TO STANDARD IPC-A-610 CLASS II CURRENT REVISION. 100% VISUAL INSPECTION REQ'D. NOT TESTED AT CONTRACT MFR. USE COMPONENT KIT 69-3404-087.
693703008 | ELECTROSTATIC DISCHARGE SHIELD, SERIES 3700 KEYPAD CIRCUIT BOARD
693703279 | DC SERVO MOTOR, PITTMAN 14202
693703282 | TRIM RING
693703286 | LABEL, CONNECTOR
693704003 | CIRCUIT BOARD ASSEMBLY, 3700 KEYPAD, OUTSOURCED, BUILT TO AND LEADS TRIMMED TO STANDARD IPC-A-610 CLASS II CURRENT REVISION. 100% VISUAL INSPECTION REQUIRED NOT TESTED AT CONTRACT MANUFACTURER. USES KIT 69-3704-002.
693704180 | CIRCUIT BOARD ASSY, 3700 CPU OUTSOURCED, BUILT TO AND LEADS TRIMMED TO STANDARD IPC-A-610 CLASS II CURRENT REVISION. 100% VISUAL INSPECTION REQUIRED. NOT TESTED AT CONTRACT MANUFACTURER. USES KIT 69-3704-179.
693704183 | CIRCUIT BOARD ASSY, PUMP MOTOR FILTER CEOUTSOURCED, BUILT TO AND LEADS TRIMMED TO STANDARD IPC-A-610 CLASS II CURRENT REVISION. 100% VISUAL INSPECTION REQ'D. NOT TESTED AT CONTRACT MFR. USE COMPONENT KIT 69-3704-182
693704201 | CIRCUIT BOARD ASSY, POWER SUPPLY CONN OUTSOURCED, BUILD AND TRIM TO IPC-A-610 CLASS II, LATEST REV. 100% VISUAL INSP REQ'D. NOT TESTED AT CONTRACT MFR. USE KIT 69-3704-200. THIRD PARTY CONTROLLED.
693863201 | BULKHEAD FILTER BODY
693873024 | FRONT PANEL LABEL
693873167 | POLYETHYLENE FRIT, 15-45 MICRON, .635 DIA, .063 THICK, 5 GRAM SAMPLE CARTRIDGE POREX #X4900 CAN BE PROVIDED TO CUSTOMERS AT NO ¦
693873221 | redisep rf 25 gram silica prepacked sample load cartridges, package of 15 includes 3 packages of 5 each; total of 15 individual cartridges
693874086 | CIRCUIT BOARD ASSEMBLY, FOXY GRAD FRMR OUTSOURCED, BUILT TO AND LEADS TRIMMED TO STANDARD IPC-A-610 CLASS II, CURRENT REVISION. 100% VISUAL INSPECTION REQ'D NOT TESTED AT CONTRACT MFR. USE COMPONENT KIT 69-3874-085.
693883006 | RETRIEVER 500 FRONT PANEL LABEL
693884020 | COMPONENT KIT FOR CBA 69-3884-021, RETRIEVER POWER
693884024 | COMPONENT KIT FOR CBA 69-3884-025, RETRIEVER MAIN
693923279 | PRESSURE TRANSDUCER PRINTED CIRCUIT BOARD
693933043 | MOTOR, 24VDC GEARBOX 218.4:1
694504043 | CIRCUIT BOARD ASSEMBLY,BUS FOR PUMP STATION MONITOR, OUTSOURCED, BUILT TO IPC-A-610 REV C, CLASS II. 100%VISUALINSPECTION REQ'D. TESTED AT CONTRACT MFR. TRIM COMPONENT LEADS PER IPC-A-610 REV C, CLASS II. USE KIT 69-4504-042
694653023 | CONTROL PANEL GASKET
694654013 | WIRING ASSEMBLY SET FOR 4650 PORTABLE PUMP CONTROL PANEL ASSEMBLY WIRING ASSEMBLIES ON PRINT, 1- CONNECTORS, 2- PUMP, 3- CONTROLS
694704023 | MAGNETIC PROXIMITY SENSOR ASSEMBLY, 4700SERIES SAMPLER PUMP OUTSOURCED
694704027 | PUMP MOTOR WIRING ASSEMBLY
694704054 | TEMPERATURE SENSOR WIRING ASSEMBLY
694704064 | BULKHEAD TUBE ASSEMBLY, POWDER COATED ANSI 49 GRAY
695203004 | FIBER OPTICS CABLE, 400UM DIAMETER, 11 FIBERS
695203014 | DEUTERIUM LAMP
695203057 | CYLINDER
695203070 | 2-WAY SOLENIOD VALVE, NORMALLY CLOSED, 1/4-28UNF FEMALE PORTS, PEEK VALVE BODY,12 VDC, 2.6 WATTS, 90 PSI TAKASAGO #MTV-2K-N1-4UG-2
695203094 | PRESSURE TRANSDUCER, 0-300 PSI
695213022 | GEAR MOTOR 19.1 VDC. 41 RPM, 187:1 GEAR RATIO PITTMAN #GM8212D199
695233006 | DEUTERIUM LAMP ****THIRD PARTY CONTROLLED
695233036 | FRONT UNIT COVER
695233037 | TOP BOTTLE HOLDER
695233038 | TOWER CAP
695233058 | FIBER OPTICS CABLE
695233070 | THREE WAY VALVE, 12V, PEEK BODY, 5/16-24 PORTS
695233071 | STEPPER MOTOR
695233075 | USB DUAL CABLE
695233095 | CABLE SET C, COMBIFLASH COMPANION CABLE NUMBERS ON PRINT- 4, 8, 15, 27, 28OUTSOURCED 12/5/03
695233099 | CABLE SET E, COMBIFLASH COMPANION CABLE NUMBERS ON PRINT-10, 23, 29 &30 OUTSOURCED 12/5/03
695233100 | CABLE SET F, COMBIFLASH COMPANION CABLE NUMBERS ON PRINT- 25 & 26 OUTSOURCED 12/5/03
695233101 | CABLE SET G, COMBIFLASH COMPANION CABLE NUMBERS ON PRINT-31 & 32 OUTSOURCED 12/5/03
695233102 | CABLE SET H, COMBIFLASH COMPANION CABLE NUMBERS ON PRINT- 33, 34, 35, 36, 37, 38, 39 & 40 OUTSOURCED 12/5/03
695233120 | LOGO LABEL
695233122 | TOP TOWER COVER
695233204 | COMPANION QUICK REFERENCE GUIDE
695233207 | QUICK START GUIDE, COMPANION 4X
695233218 | FRONT COVER TOUCHSCREEN
695233219 | LABEL, COMPANION TOUCHSCREEN
695233222 | DISPLAY W/TOUCHSCREEN ASSEMBLED
695233248 | DISPLAY W/TOUCHSCREEN ASSEMBLED NEC DISPLAY
695233355 | LEAD SCREW AND NUT
695234043 | CABLE SET D, COMBIFLASH COMPANION CABLE NUMBERS ON PRINT-11, 12, 13, 18
695234044 | DUAL USB CABLE WITH 2MM SPACE CONNECTOR
695234045 | DISPLAY CABLE
695234069 | CIRCUIT BOARD ASSEMBLY, LED BOARD, COMBIFLASH COMPANION, BUILT TO AND LEADSTRIMMED TO IPC-A-610 LATEST REV, CLASS II, 100% VISUAL INSPECTION REQ'D, NOT TESTED AT CONTRACT MFG, USE KIT 69-5234-068
695234108 | PUMP SENSE CABLE
695234140 | CIRCUIT BOARD ASSEMBLY, COMP FOXY JR ARMOUTSOURCED, BUILT TO AND LEADS TRIMMED TO STANDARD IPC-A-610 CLASS II CURRENT REVISION. 100% VISUAL INSPECTION REQ'D. NOT TESTED AT CONTRACT MFR. USE COMPONENT KIT 69-5234-139
695234213 | AUTO-RESET THERMAL SWITCH CABLE
695234288 | CIRCUIT BOARD ASSEMBLY, CONTROL, COMPANION II, OUTSOURCED, BUILD AND TRIMLEADS TO IPC-A-610 LATEST REV, CLASS II,100% VISUAL INSPECTION REQ'D, NOT TESTEDAT CONTRACT MFG. USE KIT 69-5234-287 ***695234288 SHOULD
695234299 | CIRCUIT BOARD ASSEMBLY, PROCESSOR CARRIER BOARD FOR COMPANION II, OUTSOURCED, BUILD AND TRIM LEADS TO IPC-A-610 LATEST REV, CLASS II, 100% VISUAL INSPECTION REQ'D, TESTED AT CM USE KIT 69-5234-298
695234301 | CIRCUIT BOARD ASSEMBLY,LAMP DRIVE FOR COMPANION II, OUTSOURCED, BUILD AND TRIMLEADS TO IPC-A-610 LATEST REV, CLASS II,100% VISUAL INSPECTION REQ'D, TESTED AT CM USE KIT 69-5234-300 "THIRD PARTY
695234499 | Circuit Board Assembly, USB Patch, Outsourced, Build and trim to IPC-A-610 latest Rev, Class 2, 100% visual insp req'd, use Kit 69-5234-498
695234502 | Circuit Board Assemby, CPU RF Fraction Collector, Outsourced, Build and trim toIPC-A-610 latest Rev, Class 2, 100% visual insp req'd, test at CM, use Kit 69-5234-501
695243015 | LABEL, COMPANION XL
695243027 | LABEL, COMPANION XL TOUCHSCREEN
695243037 | QUICK START GUIDE, COMPANION XL
695244005 | SENSOR U1 CABLE #32
695244006 | SENSOR U2 CABLE #31
695244007 | HARD DRIVE CABLE #44
695244012 | FAN ASSEMBLY #26
695244013 | FAN ASSEMBLY #25
695244025 | MOTHERBOARD CABLE #15
695244034 | MOTHERBOARD, SOCKET 370 PENTIUM III, WITH CPU, HEATSINK/FAN, 256 MB RAM, CUSTOM BIOS VERSION
695244042 | CIRCUIT BOARD ASSEMBLY, DISK DRIVE CONNECTOR FOR COMPANION AND XL, OUTSOURCED, BUILD AND TRIM LEADS TO IPC-A-610 LATEST REV, CLASS II, 100 % VISUAL INSPECTION REQ'D, NOT TESTED AT CM, USE KIT 69-5244-041
695504045 | CIRCUIT BOARD ASSEMBLY VAPOR SENSOR BOARD, BUILT TO LEADS, TRIMMED TO IPC-A-610 LATEST REV CLASS II, 100% VISUAL INSPECTION REQ'D, NOT TESTED AT CONTRACT MFG, USE KIT 69-5503-045
697003004 | PRINTED CIRCUIT BOARD, ADFM ALKALINE BATTERY * RDI #825-2032-00
697003021 | END CAP, COMMMUNICATIONS MODULE ELECTRONICS
697103014 | END CAP, ADFM CANISTER ELECTRONICS
697303010 | MOUNTING KIT, H-ADFM ***TRDI PART NUMBER71BK6000-00, CONSISTS OF 4 EACH M6 X 1.0X 5 HEXHEAD BOLTS, M6 X 1.0 X 16 FLAT HEAD SCREWS, #10 FLAT WASHERS, #10 SPLITLOCK WASHERS, AND STANDOFFS***
697303011 | SPARE PARTS KIT, H-ADFM ***TRDI PART NUMBER 75BK6001-00***
697504006 | CIRCUIT BOARD ASSEMBLY, ACCQCOMM, OUTSOURCED, BUILD AND TRIM LEADS TO IPC-A-610 CLASS II, LATEST REV, 100 % VISUAL INSPECTION REQ'D, TESTED AT CONTRACT MFG, USE KIT 69-7504-005
699003518 | BOX, 2.875 X 2.313 X 5.125
699003520 | AIR FILTER DESICCATOR * * * * THIRD PARTY CONTROLLED
699003554 | MAIN PRINTED CIRCUIT BOARD SHIELD
699003555 | DISPLAY SHIELD
699003578 | LABEL, CONTROL PANEL, 6712
699004633 | CIRCUIT BOARD ASSEMBLY, CONT KEYPAD OUTSOURCED, BUILD AND TRIM LEADS TO STANDARD IPC-A-610 CLASS II, CURRENT REVISION. 100% VISUAL INSPECTION REQ'D. NOT TESTED AT CONTRACT MFR. USE COMPONENT KIT 69-9004-632
800100203 | CLEAR SILICONE SEALANT, 737 RECOMMENDED FOR USE IN ELECTRONIC ASSEMBLIES * * THIRD PARTY CONTROLLED
800101302 | LOCTITE 425 ASSURE THREADLOCK COLOR - BLUE 20 GM BOTTLE LOW STRENGTH FOR SMALL METAL & PLASTIC FASTENERS
800300104 | HFC-134A REFRIGERANT
800330001 | OPEN GEAR SYNTHETIC COMPOUND
801010000 | THERMAL TRANSFER COMPOUND